## Unit tariffs (hidden)
CENTLEC
| ELECTRICITY SERVICES COSTS: |  |  | Ave CPI+2% | 5.7% | https://tradingeconomics.com/south-africa/inflation-cpi
|  |  |  | VAT @ | 15%
|  |  | Rev Date: | 2025-06-30 | X Machaba
| Administration Levy (Indirect Cost) | 10% | Maximum | 10000 | 10000 |  |  |  | Description | 2020/2021 Actual Results (Rand) | 2015/2016 Percentages | 2016/2017 Original Budget (Rand) | 2016/2017 Percentages
[9 empty] | Total operating expenditure for Engineering Wires | 116930683.1 | 100% | 93876659.18 | 100% | -19.72% | ?????
| ELECTRICITY TARIFFS | [7 empty] | Direct costs | 92316214.24 | 79% | 60044334.59 | 64% | -34.96% | ?????
[9 empty] | Indirect costs | 24614468.85 | 21% | 33832324.58 | 36% | 37.45% | ?????
| UNIT TARIFF FOR THE YEAR -----------> |  |  | 2025/2026 | 2026/2027 |  |  |  | Conclusion | As an estimate, when setting service tariffs, about 10% (24,614,467 / 92,316,214) of direct costs should be added to recoup indirect costs |  | As an estimate, when setting service tariffs, about 57% (33,832,324 / 60,044,334) of direct costs should be added to recoup indirect costs
|  |  |  | (as was approved) | (proposed)
(Excl VAT)
| Tariff IV: FLAT RATE BUSINESS TARIFF - COST PER UNIT |  |  | 2.1 | 2.2197
Note: The difference in the percentage of indirect costs to direct costs between the two financial periods (27% for 2015/2016 and 57% for 2016/2017) is because 2015/2016 percenatge is based on actual results for the financial year while the 2016/2017 percentage is based on the original budget which is an estimate and generally tends to be revised downwards.
MATERIAL COSTS
| UNIT TARIFF FOR THE YEAR -----------> |  |  | 2025/2026 | 2026/2027 | Store price on March 2026 | Max + CPI
|  | Tender No. |  | Per Stores prices Feb 28+ CPI | Highest price- Store + CPI or prev price
(Excl VAT)
1 | Installation material | (Unforeseen) |  | 267.25 | 282.4832 | 250 | 282.4832
1 | 25 mm bend | CD 45 | 50302745 | 30.3275 | 32.0562 | 8.4 | 32.0562
1 | 75 mm Bolt and nut : (M10) | CD 45 | 50200845 | 30.4558 | 32.1918 | 28.49 | 32.1918
1 | L-Bracket | CD 45 | 80200325 | 583.674 | 616.9434 | 546 | 616.9434
1 | Cement base for meter box | CD? | 81600717 | 2121.3236 | 2242.239 | 1329.98 | 2242.239
1 | Pole mounted meter box - 2way | CD13 - 2E | 80200875 | 2033.1097 | 2148.997 | 1901.88 | 2148.997
1 | Two way domestic meter box | CD13-1.1 | 80200969 | 6785.7982 | 7172.5887 | 6343.8 | 7172.5887
1 | Four way domestic meter box | CD13-1.2 | 80200930 | 10059.8245 | 10633.2345 | 9410.5 | 10633.2345
1 | One way Stubby box | CD13-1.5 | 80200862 | 1919.026 | 2028.4105 | 1793.04 | 2028.4105
1 | Two way Stubby box | CD13-1.6 | 80200875 | 2033.1097 | 2148.997 | 1901.88 | 2148.997
1 | Key Pad for PP meter | ??? | 51300325 | 982.9348 | 1038.9621 | 919.49 | 1038.9621
1 | TOU kWh meter - 80- 120Amp 220/240V | CD13- | 51300420 | 5109.82 | 5401.0797 | 4780 | 5401.0797
1 | Prepaid meter (Normal BEC) 1phase | CD13-11A2 |  | 1149.175 | 1214.678 | 1075 | 1214.678
| METER:S/P WIRED PRE-PAID |  | 51300390 | 2026.824 | 2142.353 | 450 | 2142.353
1 | Prepaid meter (Split) 1 phase 59A Unique Mbani | CD13-11A4 |  | 1149.175 | 1214.678 | 1075 | 1214.678
1 | Prepaid meter (Split) 3 phase - | CD13-11A8 | 51300330 | 0 | 0 | NIS | 0
1 | Ripple relay - 2x40Amp (Not in stock) | CD13-12B | 51800107 | 0 | 0 | NIS | 0
1 | Rural household meter box | CD13-2B | 60200891 | 1192.4695 | 1260.4403 | NIS | 1260.4403
1 | Ready board only | CD13-3 | 60200562 | 451.118 | 476.8317 | 422 | 476.8317
1 | Baseplate - PP only | CD13-4A | 40200100 | 1191.935 | 1259.8753 | 1115 | 1259.8753
1 | Baseplate - PP & RB | CD13-4B | 50200562 | 180.1265 | 190.3937 | 168.5 | 190.3937
1 | x 5A circuit breaker | CD13-6B |  | 0 | 0 | NIS | 0
1 | x 80 A circuit breaker (5kA) - Orange | CD13-6M | 50201684 | 0 | 0 | NIS | 0
1 | x 100 A circuit breaker | CD13-6N | 50201697 | 3313.9 | 3502.7923 | 3100 | 3502.7923
1 | METER: COMB KWH/KVA | CD ?? | 51300335 | 5109.82 | 5401.0797 | 4780 | 5401.0797
1 | METER: TIME OF USE 100 AMP | CD ?? | 51300420 | 0 | 0 | NIS | 0
1 | Modum for TOU meter |  | 41300100 | 319.8448 | 338.076 | 299.2 | 338.076
1 | Current transformers for LV metering (Not sure) |  |  | 0 | 0 | NIS | 0
1 | Pole: 7M wooden |  | 61601224 | 28.8095 | 30.4517 | 26.95 | 30.4517
1 | Gland (Pratley No1) | CD20-15B | 50700305 | 46.2342 | 48.8696 | 43.25 | 48.8696
1 | Gland (Pratley No2) | CD20-15C | 50700321 | 0 | 0 | NIS | 0
1 | Bandit buckle - 19mm (per pkt of 100) | CD20-29B | 51900013 | 299.3093 | 316.3699 | 279.99 | 316.3699
1 | Bandit strap per metre - 19mm (price per rol of 30m) | CD20-29D | 71901303 | 33.5132 | 35.4234 | 31.35 | 35.4234
1 | m 10 mm x 2 Cu cable | CD20-2A | 80300869 | 70.3723 | 74.3835 | 65.83 | 74.3835
1 | m 16 mm x 2 Cu cable | CD20-2D | 80300885 | 127.072 | 134.3151 | 118.87 | 134.3151
1 | m 16 mm x 4 Cu cable | CD20-2F | 80300872 | 392.5368 | 414.9114 | 367.2 | 414.9114
1 | Pipe: PVC 150mm x 3m (Cable protection) | CD20-30C | 81600526 | 1304.4152 | 1378.7668 | 1220.22 | 1378.7668
1 | Cable joint for 16mm x 4 core cable | CD20-8B | 51100140 | 0 | 0 | NIS | 0
1 | Cable termination 16mm x 4 core PVC | CD20-9A | 50201367 | 526.5894 | 556.605 | 492.6 | 556.605
1 | Pole top box | CD21-17A |  | 616.7275 | 651.8809 | 576.92 | 651.8809
1 | SPB1 Pole box | CD21-17B | 50201396 | 459.5097 | 485.7017 | 429.85 | 485.7017
1 | 3m Pole for rural box | CD21-31A(i) | 81601211 | 0 | 0 | NIS | 0
1 | Wooden pole 7m | CD21-31A(ii) | 81601224 | 0 | 0 | NIS | 0
1 | m copper earth conductor No 6 | CD21-3A | 52300554 | 2345.9205 | 2479.638 | 2194.5 | 2479.638
1 | 16 mm Cu PVC conductor | CD21-4H | 52300380 | 20.311 | 21.4687 | 19 | 21.4687
1 | Pigtail bolt - M16 | CD21-7B(x) | 51400280 | 13.0418 | 13.7852 | 12.2 | 13.7852
1 | Insulated piercing clamp | CD21-7c(ii) | 50300514 | 103.3723 | 109.2645 | 96.7 | 109.2645
1 | 10 mm Copper Airdac cable | CD21-8A(i) | 80300623 | 9.3751 | 9.9095 | 8.77 | 9.9095
1 | Strain clamp - Airdac | CD21-8B(i)a | 50300695 | 15.3401 | 16.2145 | 14.35 | 16.2145
1 | Suspension clamp for Airdac | CD21-8B(i)b | 50300640 | 16.035 | 16.949 | 15 | 16.949
1 | 25 mm PVC pipe - 4m lenghts | CD45 | 80302184 | 0 | 0 | NIS | 0
1 | Cable clamp (Clampex) - K26 | NQ | 50300750 | 1346.491 | 1423.241 | 1259.58 | 1423.241
1 | Staywire set (51600324 NIS) | NQ | 61800630/61800614/62300359/50900367/51600324/81800614/82300388 | 1594.2211 | 1685.0917 | 1491.32 | 1685.0917
[9 empty] | As received from HR 21 Feb 2024 | [5 empty] | Proposed | Detaild | Trench by Internal Resources | Trench by Internal Resources
[9 empty] | LABOUR TARIFFS 1 July 2021 - 30 June 2022 |  |  |  |  | 2021/2022 | 2022/2023 |  | 2022/2023 | 2023/2024
[13 empty] | Escalated % per annum | Calculated Basis | 7.2%
| LABOUR COSTS | [7 empty] | Job description | Group | Basic Notch | Benefits | Total Cost |  | Cost per hour |  |  | Cost per meter
[9 empty] | General worker | ^016 | 179112 | 80600.4 | 259712.4 | 124.8617 | 133.8518 | Escavation | 299.6682 | 321.2443
| UNIT TARIFF FOR THE YEAR -----------> |  |  | 2025/2026 | 2026/2027 |  |  |  | Artisan / metering assistant | ^015 | 187104 | 84196.8 | 271300.8 | 130.4331 | 139.8243 | Rock p/sqm | 1597.8052 | 1712.8472
|  | Unit | Tariff code | (Current tariffs) | Proposed Tariffs |  |  |  | Trade Worker Gr I//II//II//IV | ^015//09/3 | 336723 | 151525.35 | 488248.35 | 234.7348 | 251.6357
[9 empty] | Jnr // Electrician//Snr//Asst Sup | ^09/07 | 469944 | 211474.8 | 681418.8 | 327.6052 | 351.1928
1 | hour-General Worker | per hour |  | 130.98 | 133.8518 |  |  |  | Eng Asst | ^008 | 410568 | 184755.6 | 595323.6 | 286.2133 | 306.8206
1 | hour-Team Leader | per hour |  | 200.3047 | 204.6965 |  |  |  | Snr Eng Asst | ^007 | 469944 | 211474.8 | 681418.8 | 327.6052 | 351.1928
1 | hour-artisan assistant | per hour |  | 136.8243 | 139.8243 |  |  |  | First Eng Asst | ^06 | 563832 | 253724.4 | 817556.4 | 393.056 | 421.356
1 | hour-meter assistant | per hour |  | 136.8243 | 139.8243 |  |  |  | Team leader | ^013/011 | 273912 | 123260.4 | 397172.4 | 190.9483 | 204.6965 | Escavation | 38.1897 | 40.9393
1 | hour-artisan | per hour |  | 343.6578 | 351.1928 |  |  |  | Accountant/ Chief Eng Asst | ^005 | 634740 | 285633 | 920373 | 442.487 | 474.3461 | Rock p/sqm | 400.9914 | 429.8627
1 | hour-Electrician | per hour |  | 343.6578 | 351.1928 |  |  |  | Accounting clerk /Apprentice | ^010 | 314820 | 141669 | 456489 | 219.4659 | 235.2674
1 | hour-Eng asst | per hour | Corporate | 300.2377 | 306.8206
1 | hour-Snr Eng Assistant | per hour | Corporate | 343.6578 | 351.1928 |  |  |  | 40h x 52 weeks / 12 mnths = 173.3 h per mnth
1 | hour-First Eng Assistant | per hour | Corporate | 412.3157 | 421.356 |  |  |  | P.S Benefits = Basic X 45%
1 | hour-Chief Eng Assistant | per hour | Corporate | 464.1689 | 474.3461 |  |  |  | Benefits ( Bonus,Home Allowance,Pensions,Medical Aid
1 | hour-accountant | per hour | Finance | 464.1689 | 474.3461
1 | hour-accountant official | per hour | Finance | 230.2197 | 235.2674
| m trench 0.6 m deep, Dig & Backfill (Internal) | per meter | Internal | 354.4128 | 362.1836
| m Additional rock per sqm (Internal) | per meter | Internal | 2096.7376 | 2142.7099
1 | m trench 0.6 m deep (Contractor) | per metre | CD 4/2014 | 867.7546 | 867.7546 | 336.76 | 917.2166
1 | m trench 1m deep (Contractor) | per metre | CD 4/2014 | 686.0698 | 686.0698 | 856.72 | 905.553
1 | m Paving & Tar repair (contractor) | per square metre | CD 4/2014 | 237.4831 | 251.0196 | 1320 | 1395.24 | CPI
Cost per hour( Total cost/ 12 months/173.3 hours per month)
TRANSPORT COSTS
CD45 - 2020/2021
| UNIT TARIFF FOR THE YEAR -----------> |  |  | 2025/2026 | 2026/2027 |  |  |  | excavate 0.6m wide 0.6m deep | 180.5 |  |  | excavate 0.6m wide and 1m deep |  | 180.5
|  |  | Tariff code | (Current tariffs) | Escalated by |  |  |  | rock cross 12m |  | 1005.514 |  | rock cross 12m |  |  | 1005.514
[5 empty] | 5.7% |  |  |  | sleeves |  | 68.7417 |  | sleeves |  |  | 68.7417
1 | km-truck with platform | per km | 2302 | 46.6257 | 49.2833 |  |  |  | backfil | 154.29 | 528.5537 |  | backfil |  | 154.29 | 528.5537
1 | hour-truck with platform | per hour | 1302 | 226.9093 | 239.8431 |  |  |  | Tar & Tile |  | 510.5 |  | Tar & Tile |  |  | 510.5
[10 empty] | 334.79 | 2113.3094 | m |  |  | 334.79 | 2113.3094
[10 empty] | 100 | 12 | m |  |  | 88 | 12
1 | km-panel van | per km | 2309 | 25.9089 | 27.3857 |  |  |  | Subtotal | 33479 | 25359.7123 |  | Subtotal |  | 29461.52 | 25359.7123
1 | hour-panel van | per hour | 1309 | 226.4412 | 239.3484
[9 empty] | Tape | 157.5 |  |  | Tape |  | 15.99
1 | km-test vehicle | per km | 2309 | 27.1108 | 28.6561 |  |  |  | draw cable | 32.72 |  |  | draw cable |  | 32.72
1 | hour-test vehicle | per hour | 1309 | 226.4412 | 239.3484 |  |  |  |  | 190.22 |  |  |  |  | 48.71
[10 empty] | 100 | m |  |  |  | 100 | m
[9 empty] | Sub total | 19022 |  |  | Sub total |  | 4871
1 | hour-compressor | per hour work | 2312 | 181.4411 | 191.7833 |  |  |  | Total | 77860.7123 |  |  | Total |  | 59692.2323
1 | stand-compressor | per hour standing | 1312 | 31.2312 | 33.0114 |  |  |  | Clean up of site | 8914.75 |  |  | Clean up of site |  | 8914.75
[9 empty] | Total cost for 100m | 86775.4623 |  |  |  |  | 68606.9823
| NETWORK CONTRIBUTIONS FOR INSTALLATIONS & CONNECTIONS | [7 empty] | ÷ | 100 | m |  | ÷ |  | 100 | m
[10 empty] | 867.7546 | /meter |  |  |  | 686.0698 | /meter
| UNIT TARIFF FOR THE YEAR -----------> |  |  | 2025/2026 | 2026/2027
Escalated by
[5 empty] | 5.7% |  |  |  | 2023-06-15
Urban network contribution
4.1 | Primary Backbone - Urban | per kVA |  | 1358.0869 | 1435.4978 |  |  |  | Fleet Number | Driver Name | Cost Centre Name | Cost Item | Unit Qty | Amount | Make | km | Rand | Ave Rand/Km
4.2 | Secondary Backbone - MV Urban | per kVA |  | 1040.2893 | 1099.5858 |  |  |  | 8124 | Mogami | CONNECTION | FUEL |  |  | Truck
4.2 | Secondary Backbone - LV Urban | per kVA |  | 1169.6125 | 1236.2804 |  |  |  | 8301 | Makae | CONNECTION | FUEL |  |  | Truck
4.3 | LV Backbone -Urban | per kVA |  | 486.5333 | 514.2657 |  |  |  | 8157 | Planning | CONNECTION | FUEL |  |  | Navara
[9 empty] | 8300 | Oliphant | CONNECTION | FUEL |  |  | Truck
| Peri-Urban network contribution | [7 empty] | 8464 | Makae | CONNECTION | FUEL |  |  | Truck
4.1 | Primary Backbone - Peri Urban | per kVA |  | 1358.0869 | 1435.4978 |  |  |  | 8815 | Masoabi | CONNECTION | FUEL |  |  | Truck
4.2 | Secondary Backbone - MV Peri Urban | per kVA |  | 1142.8631 | 1208.0063 |  |  |  | 8818 | Botha | CONNECTION | FUEL |  |  | Ford
4.2 | Secondary Backbone - LV Peri Urban | per kVA |  | 1874.8361 | 1981.7018 |  |  |  | 8720 | Tsoali | CONNECTION | FUEL |  |  | Nissan
[9 empty] | 8153 | Togoe | CONNECTION | FUEL | 1421.15 | 1563.265 | Nissan | 14072 | 2091.75 | 0.14865
|  | 0 | [6 empty] | 8830 | Digging Team | CONNECTION | FUEL | 647.71 | 712.481 | Micro Bus | 208 | 1023.51 | 4.9207
NETWORK CONTRIBUTIONS FOR INSTALLATIONS & CONNECTIONS | [8 empty] | 8421 | Makhele | CONNECTION | FUEL | 747.85 | 822.635 | Crane Truck | 2397 | 7074.95 | 2.9516
|  | 2026/2027 | [6 empty] | 8774 | Motshabi | CONNECTION | FUEL | 861.65 | 947.815 | Caddy | 341 | 4035.2 | 11.8334
URBAN - LV |  | R/KVA | 5KVA | VAT | TOTAL
| Network Contribution LV - Urban (Mangaung) | 3186.0439 | 15930.2197 | 2389.533 | 18319.7527 |  |  |  | The table shows how the fuel consumption of a sample of connection vehicles varies from R0.147/km to R11.83/km. As a result of this wide variation, reliance cannot be placed on the data from the fleet management unit, hence running costs per the Automobile Association (AA) will be used to determine the transporting costs incurred during service connections. The table below shows the figures from AA:
| Network Contribution LV - Urban (Regional) | 1750.5461 | 8752.7305 | 1312.9096 | 10065.6401
URBAN - MV
| Network Contribution MV - Urban (Mangaung) | 2535.0837 | 12675.4183 | 1901.3128 | 14576.7311
| Network Contribution MV - Urban (Regional) | 1099.5858 | 5497.9291 | 824.6894 | 6322.6185
PERI-URBAN - LV
| Network Contribution LV - Peri-Urban (Mangaung) | 3417.1996 | 17085.9982 | 2562.8997 | 19648.898
| Network Contribution LV - Peri-Urban (Regional) | 1981.7018 | 9908.509 | 1486.2764 | 11394.7854
PERI-URBAN - MV | [9 empty] | Fixed | Maintenance | Running | Fuel
| Network Contribution MV - Peri-Urban (Mangaung) | 2643.5041 | 13217.5206 | 1982.6281 | 15200.1487 |  |  |  | ITEM | Price | Cost | Cost | Cost
| Network Contribution MV - Peri-Urban (Regional) | 1208.0063 | 6040.0314 | 906.0047 | 6946.0361 |  |  |  | TRANSPORT RATES
[9 empty] | 3-5Ton truck + hydraulic eq. (R/km) | 82.5 | 65 | 16.77 | 11.8
[9 empty] | Standing time | 107
[9 empty] | 6-9Ton truck + hydraulic eq. (R/km) | 80 | 75 | 18 | 11.8
[9 empty] | Standing time (R/hr) | 0
|  |  |  | 2025/2026 | 2026/2027 |  |  |  | > 9Ton truck + hydraulic eq. (R/km) | 100 | 90 | 19.66 | 11.8
| Energy Tariffs |  |  | Annual increase | 7.23% |  |  |  | Standing time (R/hr) | 140
[9 empty] | LDV Vehicles. (R/km) | 82.4 | 60 | 2.68 | 12.93
| Residential IBT |  |  | 1.5574 | 1.67 |  |  |  | Standing time (R/hr) | 80
| Flat Business Tariff IV <80A | Energy |  | 1.9152 | 2.0537 |  |  |  | From the table, variable running costs per km is R28.57(16.77+11.80)
Standing time per hour is R147.5 (82.50+65.00)
| Elecflex III - LV from miniature substations | Service charge |  | 1559.0351 | 1671.7533
|  | KVA |  | 180.6483 | 193.7092
|  | Energy |  | 1.2512 | 1.3416
Note on E5: Updating of the Tariffs: 1. Copy the current tariffs in the Calc sheet to the previous year column by using copy and Paste Special as Values. 2. Update the Tender/Store prices on the Unit tariff sheet. 4. Update the Labour and Transport tariffs. 5. Update the kVA contributions.
Note on G36: [Threaded comment] Your version of Excel allows you to read this threaded comment; however, any edits to it will get removed if the file is opened in a newer version of Excel. Learn more: https://go.microsoft.com/fwlink/?linkid=870924 Comment: The store price is R1075, but not a stock item
Note on G46: Xoliswa Mbali: Not In stock (NIS)
Note on S79: Xoliswa Mbali: Including rock
Note on S86: Xoliswa Mbali: Including Rock
Note on B118: Xoliswa Mbali: Need to get the figures from Control Office for the test Truck
Note on F128: Xoliswa Mbali: Escalated by Prime + 2%

## Calc Sheet 23_24 (hidden)
ELECTRICITY SERVICES COSTS:
1. NEW SINGLE PHASE CONNECTIONS: URBAN
1.1 Single phase overhead connection with Split Pre-payment meter taken from overhead network - No Ready board
[7 empty] | Urban area | Urban area
[7 empty] | 2025/2026 | 2026/2027 | Stores levy
MATERIAL
| 37 | 10 mm Copper Airdac cable |  |  |  |  | 1665.182 | 366.652 | #REF! | -77.98%
| 2 | Strain clamp - Airdac |  |  |  |  | 39.7049 | 32.4291 | #REF! | -18.32%
| 1 | METER:S/P WIRED PRE-PAID |  |  |  |  | 2262.7591 | 2142.353 | #REF! | -5.321%
| 1 | Baseplate - PP only |  |  |  |  | 458.1924 | 1259.8753 | #REF! | 175%
| 1 | Installation material |  |  |  |  | 271.441 | 282.4832 | #REF! | 4.068%
| 1 | L-Bracket |  |  |  |  | 89.0326 | 616.9434 | #REF! | 592.9%
| 1 | 25 mm bend |  |  |  |  | 30.8031 | 32.0562 | #REF! | 4.068%
[7 empty] | 4817.1152 | 4732.7922
LABOUR
| 0.8 | hour-artisan |  |  |  |  | 258.2818 | 280.9542
| 1.6 | hour-artisan assistant |  |  |  |  | 205.6573 | 223.7188
[7 empty] | 463.9391 | 504.673 |  | 8.78%
TRANSPORT
| 24 | km-truck with platform |  |  |  |  | 1010.8921 | 1182.7997
| 1 | hour-truck with platform |  |  |  |  | 204.9844 | 239.8431
[7 empty] | 1215.8765 | 1422.6428
[7 empty] | 6496.9308 | 6660.108
| Administration Levy (Indirect Cost) |  | 10% | to a max of | 10000 |  | 649.6931 | 666.0108
| Total | [5 empty] | 7146.6239 | 7326.1188 |  | 2.512%
| Unit cost | [5 empty] | 7150 | 7330
[7 empty] | 0% | 2.517%
| Connection Fee | Service Charge | Network Charge | Energy rate
ESKOM - HOMEPOWER 4
| 964.91 | 36.3 | 28.5 | 0.2646
CENTLEC - HOMELIGHT 3
| 7330 | 0 | 0 | 0.37
1.2 Single phase overhead connection with Split Pre-payment meter taken from overhead network - With Ready board
[7 empty] | Urban area | Urban area
[7 empty] | 2026/2027 | 2026/2027 | Stores levy
MATERIAL
| 37 | 10 mm Copper Airdac cable |  |  |  |  | 1665.182 | 366.652
| 2 | Strain clamp - Airdac |  |  |  |  | 39.7049 | 32.4291
| 1 | METER:S/P WIRED PRE-PAID |  |  |  |  | 2262.7591 | 2142.353
| 1 | Ready board only |  |  |  |  | 662.316 | 476.8317 | #REF!
| 1 | Installation material |  |  |  |  | 271.441 | 282.4832 | #REF!
| 1 | L-Bracket |  |  |  |  | 89.0326 | 616.9434 | #REF!
| 1 | 25 mm bend |  |  |  |  | 30.8031 | 32.0562 |  |  | add with under ground network (Flisp)
| 0.5 | One way Stubby box |  |  |  |  | 1031.8784 | 1014.2053
| 1 | Ready board only |  |  |  |  | 1022.7897 | 1376.2584
[7 empty] | 7075.9069 | 6340.2123
LABOUR
| 0.25 | hour-artisan |  |  |  |  | 80.7131 | 87.7982
| 0.51 | hour-artisan assistant |  |  |  |  | 65.5533 | 71.3104
[7 empty] | 146.2663 | 159.1086
TRANSPORT
| 24 | km-truck with platform |  |  |  |  | 1010.8921 | 1182.7997
| 1 | hour-truck with platform |  |  |  |  | 204.9844 | 239.8431
[7 empty] | 1215.8765 | 1422.6428
[7 empty] | 8438.0498 | 7921.9637
| Administration Levy (Indirect Cost) |  | 10% | to a max of | 10000 |  | 843.805 | 792.1964
| Total | [5 empty] | 9281.8547 | 8714.16
| Unit cost | [5 empty] | 9280 | 8710
[7 empty] | 0% | -6.142%
1.3 Single phase underground/ovehead connection with Split Pre-payment meter taken from underground/overhead network (Flisp Housing) - With Ready board
[7 empty] | Urban area | Urban area
[7 empty] | 2026/2027 | 2026/2027 | Stores levy
MATERIAL
| 37 | m 16 mm x 4 Cu cable |  |  |  |  | 3271.9385 | 15351.7217
| 0.5 | Two way Stubby box |  |  |  |  | 1101.8351 | 1074.4985
| 0.5 | Cement base for meter box |  |  |  |  | 535.2764 | 1121.1195
| 1 | x 80 A circuit breaker (5kA) - Orange |  |  |  |  | 195.8046 | 0 | #REF!
| 1 | METER:S/P WIRED PRE-PAID |  |  |  |  | 2262.7591 | 2142.353 | #REF!
| 1 | Installation material |  |  |  |  | 271.441 | 282.4832 | #REF!
[7 empty] | 7639.0546 | 19972.1759
LABOUR
| 0.25 | hour-artisan |  |  |  |  | 80.7131 | 87.7982
| 0.51 | hour-artisan assistant |  |  |  |  | 65.5533 | 71.3104
[7 empty] | 146.2663 | 159.1086
TRANSPORT
| 24 | km-truck with platform |  |  |  |  | 1010.8921 | 1182.7997
| 1 | hour-truck with platform |  |  |  |  | 204.9844 | 239.8431
[7 empty] | 1215.8765 | 1422.6428
[7 empty] | 9001.1974 | 21553.9273
| Administration Levy (Indirect Cost) |  | 10% | to a max of | 10000 |  | 900.1197 | 2155.3927
| Total | [5 empty] | 9901.3172 | 23709.3201
| Unit cost | [5 empty] | 9900 | 23710
[7 empty] | 0% | 139.5%
1.4 New connection (Permanent) for Church/ Creche with NPO certificate & Proof of Title deeds paper registered with Church/Creche: Single phase Split Prepaid meter
[7 empty] | Urban area | Urban area
[7 empty] | 2026/2027 | 2026/2027 | Stores levy
MATERIAL
| 1 | Two way domestic meter box |  |  |  |  | 4047.0136 | 7172.5887 | #REF!
| 37 | m 16 mm x 4 Cu cable |  |  |  |  | 3271.9385 | 15351.7217 | #REF!
| 1 | METER:S/P WIRED PRE-PAID |  |  |  |  | 2262.7591 | 2142.353 | #REF!
| 1 | Installation material |  |  |  |  | 271.441 | 282.4832 | #REF!
| 1 | x 80 A circuit breaker (5kA) - Orange |  |  |  |  | 195.8046 | 0
| 1 | Cement base for meter box |  |  |  |  | 1070.5527 | 2242.239
[7 empty] | 11119.5095 | 27191.3857
LABOUR
| 0.23 | hour-artisan |  |  |  |  | 74.256 | 80.7743
| 1.05 | hour-artisan assistant |  |  |  |  | 134.9626 | 146.8155
| 0.03 | hour-meter assistant |  |  |  |  | 3.8561 | 4.1947
[7 empty] | 209.2186 | 227.5898
TRANSPORT
| 24 | km-truck with platform |  |  |  |  | 1010.8921 | 1182.7997
| 1 | hour-truck with platform |  |  |  |  | 204.9844 | 239.8431
[7 empty] | 1215.8765 | 1422.6428
[7 empty] | 12544.6046 | 28841.6183
| Administration Levy (Indirect Cost) |  | 10% | to a max of | 10000 |  | 1254.4605 | 2884.1618
| Total | [5 empty] | 13799.0651 | 31725.7802
| Unit cost | [5 empty] | 13800 | 31730
[7 empty] | 0% | 129.9%
1.5 Single phase domestic connection in meter box placed on stand boundary taken from underground cable network (connection to an erf, where the development costs has been paid) -
1.5.1 Connection in meter box, Single Phase Time of Use kWh meter
[7 empty] | Urban area | Urban area
[7 empty] | 2026/2027 | 2026/2027 | Stores levy
MATERIAL
| 1 | TOU kWh meter - 80- 120Amp 220/240V |  |  |  |  | 5538.1406 | 5401.0797 | #REF!
| 1 | x 80 A circuit breaker (5kA) - Orange |  |  |  |  | 195.8046 | 0 | #REF!
| 1 | Installation material |  |  |  |  | 271.441 | 282.4832 | #REF!
[7 empty] | 6005.3862 | 5683.563
LABOUR
| 1 | hour-artisan |  |  |  |  | 322.8522 | 351.1928
| 2 | hour-artisan assistant |  |  |  |  | 257.0716 | 279.6485
[7 empty] | 579.9238 | 630.8413
TRANSPORT
| 24 | km-truck with platform |  |  |  |  | 1010.8921 | 1182.7997
| 1 | hour-truck with platform |  |  |  |  | 204.9844 | 239.8431
[7 empty] | 1215.8765 | 1422.6428
[7 empty] | 7801.1865 | 7737.0471
| Administration Levy (Indirect Cost) |  | 10% | to a max of | 10000 |  | 780.1187 | 773.7047
| Total | [5 empty] | 8581.3052 | 8510.7518
| Unit cost | [5 empty] | 8580 | 8510
[7 empty] | 0% | -0.8159%
1.5.2 Connection in meter box, Single phase Split pre-payment meter
[7 empty] | Urban area | Urban area
[7 empty] | 2026/2027 | 2026/2027 | Stores levy
MATERIAL
| 1 | METER:S/P WIRED PRE-PAID |  |  |  |  | 2262.7591 | 2142.353 | #REF!
| 1 | x 80 A circuit breaker (5kA) - Orange |  |  |  |  | 195.8046 | 0 | #REF!
| 1 | Installation material |  |  |  |  | 271.441 | 282.4832 | #REF!
[7 empty] | 2730.0047 | 2424.8362
LABOUR
| 1 | hour-artisan |  |  |  |  | 322.8522 | 351.1928
| 2 | hour-artisan assistant |  |  |  |  | 257.0716 | 279.6485
[7 empty] | 579.9238 | 630.8413
TRANSPORT
| 24 | km-truck with platform |  |  |  |  | 1010.8921 | 1182.7997
| 1 | hour-truck with platform |  |  |  |  | 204.9844 | 239.8431
[7 empty] | 1215.8765 | 1422.6428
[7 empty] | 4525.805 | 4478.3203
| Administration Levy (Indirect Cost) |  | 10% | to a max of | 10000 |  | 452.5805 | 447.832
| Total | [5 empty] | 4978.3855 | 4926.1524
| Unit cost | [5 empty] | 4980 | 4930
[7 empty] | 0% | -1.004%
| 1.6 Single phase Pre-payment meters for areas that are fully subsidised. (Grants from different departments, e.g USDG, etc) | [5 empty] | Urban area | Urban area
The cost of any of the connection alternatives may be subsidized by way of a levy on energy tariffs
provided that a pre-payment meter is opted for and the connection will be the first made on the premises
and that a grant is received from National Funds or funding is received from Council.
| Only applicable to Dept of Energy funded electrification areas - | [5 empty] | 2026/2027 | 2026/2027
| MATERIAL |  |  |  | Covered by Gov Grant |  | 0 | 0
| LABOUR | [5 empty] | 0 | 0
| 0.8 | hour-artisan |  |  |  |  | 258.2818 | 280.9542
| 0.8 | hour-artisan assistant |  |  |  |  | 102.8286 | 111.8594
[7 empty] | 361.1104 | 392.8136
TRANSPORT
| 12 | km-panel van |  |  |  |  | 280.8661 | 328.6288
| 0.5 | hour-panel van |  |  |  |  | 102.2808 | 119.6742
[7 empty] | 383.1468 | 448.303
[7 empty] | 744.2573 | 841.1167
| Administration Levy (Indirect Cost) |  | 10% | to a max of | 10000 |  | 74.4257 | 84.1117
| Total | [5 empty] | 818.683 | 925.2283
| Unit cost | [5 empty] | 820 | 930
[7 empty] | 0% | 13.41%
1.7 Subdivision (Domestic) - Urban area:
1.7.1 Subdivision Urban Area: A new Single Phase Split pre-payment meter for domestic connection
[7 empty] | 2026/2027 | 2026/2027 | Stores levy
[7 empty] | Urban area | Urban area
BACKBONE COST
| 3.5 | Primary Backbone - Urban |  |  |  |  | 4446.4959 | 5024.2425
| 3.5 | Secondary Backbone - MV Urban |  |  |  |  | 3405.9988 | 3848.5504
| 3.5 | LV Backbone -Urban |  |  |  |  | 5422.367 | 6126.9114
[7 empty] | 13274.8616 | 14999.7042
MATERIAL
| 1 | METER:S/P WIRED PRE-PAID |  |  |  |  | 2262.7591 | 2142.353 | #REF!
| 1 | x 80 A circuit breaker (5kA) - Orange |  |  |  |  | 195.8046 | 0 | #REF!
| 1 | Installation material |  |  |  |  | 271.441 | 282.4832 | #REF!
[7 empty] | 2730.0047 | 2424.8362
LABOUR
| 0.8 | hour-artisan |  |  |  |  | 258.2818 | 280.9542
| 1.6 | hour-artisan assistant |  |  |  |  | 205.6573 | 223.7188
[7 empty] | 463.9391 | 504.673
TRANSPORT
| 24 | km-truck with platform |  |  |  |  | 1010.8921 | 1182.7997
| 1 | hour-truck with platform |  |  |  |  | 204.9844 | 239.8431
[7 empty] | 1215.8765 | 1422.6428
[7 empty] | 17684.6819 | 19351.8563
| Administration Levy (Indirect Cost) |  | 10% | to a max of | 10000 |  | 1768.4682 | 1935.1856
| Total | [5 empty] | 19453.15 | 21287.0419
| Unit cost | [5 empty] | 19450 | 21290
[7 empty] | 301% | 9.46%
[7 empty] | 2026/2027 | 2026/2027
1.8 Additional Meters: New 1ph Split pre-paid meter connection- limited up to 500kVA, LV per Erf. Cost estimates will be compiled based on the quantiry of meters required and Network contribution will be levied as per ruling R/kVA.
MATERIAL
| 1 | METER:S/P WIRED PRE-PAID |  |  |  |  | 2262.7591 | 2142.353
| 1 | x 80 A circuit breaker (5kA) - Orange |  |  |  |  | 195.8046 | 0
| 1 | Installation material |  |  |  |  | 271.441 | 282.4832
[7 empty] | 2730.0047 | 2424.8362
LABOUR
| 0.8 | hour-artisan |  |  |  |  | 258.2818 | 280.9542
| 1.6 | hour-artisan assistant |  |  |  |  | 205.6573 | 223.7188
[7 empty] | 463.9391 | 504.673
TRANSPORT
| 24 | km-truck with platform |  |  |  |  | 1010.8921 | 1182.7997
| 1 | hour-truck with platform |  |  |  |  | 204.9844 | 239.8431
[7 empty] | 1215.8765 | 1422.6428
[7 empty] | 4409.8203 | 4352.1521
| Administration Levy (Indirect Cost) |  | 10% | to a max of | 10000 |  | 1768.4682 | 435.2152
| Total | [5 empty] | 6178.2884 | 4787.3673
| Unit cost | [5 empty] | 6178 | 4790
[7 empty] | 301% | -22.47%
1.9 New SSEG Single Phase Time of Use kWh meter
[7 empty] | Urban area | Urban area
[7 empty] | 2026/2027 | 2026/2027 | Stores levy
MATERIAL
| 1 | TOU kWh meter - 80- 120Amp 220/240V |  |  |  |  | 5538.1406 | 5401.0797 | #REF!
| 1 | x 80 A circuit breaker (5kA) - Orange |  |  |  |  | 195.8046 | 0 | #REF!
| 1 | Installation material |  |  |  |  | 271.441 | 282.4832 | #REF!
[7 empty] | 6005.3862 | 5683.563
LABOUR
| 1 | hour-artisan |  |  |  |  | 322.8522 | 351.1928
| 2 | hour-artisan assistant |  |  |  |  | 257.0716 | 279.6485
[7 empty] | 579.9238 | 630.8413
TRANSPORT
| 24 | km-truck with platform |  |  |  |  | 1010.8921 | 1182.7997
| 1 | hour-truck with platform |  |  |  |  | 204.9844 | 239.8431
[7 empty] | 1215.8765 | 1422.6428
[7 empty] | 7801.1865 | 7737.0471
| Administration Levy (Indirect Cost) |  | 10% | to a max of | 10000 |  | 780.1187 | 773.7047
| Total | [5 empty] | 8581.3052 | 8510.7518
| Unit cost | [5 empty] | 8580 | 8510
[7 empty] | 0% | -0.8159%
2. NEW THREE PHASE DOMESTIC CONNECTIONS: URBAN
Three phase connection in meter box placed on stand boundary taken from underground cable network.
| 2.1 Three phase domestic connection (80A) in meter box, Time of use (TOU) meter | [5 empty] | [Mangaung] | [Mangaung]
[7 empty] | Urban area | Urban area
[7 empty] | 2026/2027 | 2026/2027 | Stores levy
BACKBONE
(ADMD - kVA)
| 3.5 | Primary Backbone - Urban |  |  | per kVA |  | 4446.4959 | 5024.2425
| 3.5 | Secondary Backbone - LV Urban |  |  | per kVA |  | 3829.4141 | 4326.9813
| 3.5 | LV Backbone -Urban |  |  | per kVA |  | 1592.9529 | 1799.93
[7 empty] | 9868.8629 | 11151.1538
MATERIAL
| 1 | METER: TIME OF USE 100 AMP |  |  |  |  | 5538.1406 | 0 | #REF!
| 1 | Modum for TOU meter |  |  |  |  | 3707.5418 | 338.076 | #REF!
| 3 | x 80 A circuit breaker (5kA) - Orange |  |  |  |  | 587.4137 | 0 | #REF!
| 1 | Installation material |  |  |  |  | 271.441 | 282.4832 | #REF!
[7 empty] | 10104.5371 | 620.5592
LABOUR
| 2 | hour-artisan |  |  |  |  | 645.7045 | 702.3855
| 4 | hour-artisan assistant |  |  |  |  | 514.1432 | 559.297
[7 empty] | 1159.8477 | 1261.6826
TRANSPORT
| 24 | km-truck with platform |  |  |  |  | 1010.8921 | 1182.7997
| 0.5 | hour-truck with platform |  |  |  |  | 102.4922 | 119.9216
[7 empty] | 1113.3843 | 1302.7213
[7 empty] | 22246.6319 | 14336.1169
| Administration Levy (Indirect Cost) |  | 10% | to a max of | 10000 |  | 2224.6632 | 1433.6117
| Total | [5 empty] | 24471.2951 | 15769.7285
| Unit cost | [5 empty] | 24470 | 15770
[7 empty] | 31.07% | -35.55%
| 2.2 Three phase connection (80A) in meter box, Time of use (TOU) meter | [5 empty] | [Regional - Urban area] | [Regional - Urban area]
Three phase domestic connection in meter box placed on stand boundary taken from underground cable network.
[7 empty] | 2026/2027 | 2026/2027 | Stores levy
[7 empty] | Urban area | Urban area
BACKBONE
(ADMD - kVA)
| 3.5 | Secondary Backbone - LV Urban |  |  | per kVA |  | 3829.4141 | 4326.9813
| 3.5 | LV Backbone -Urban |  |  | per kVA |  | 1592.9529 | 1799.93
[7 empty] | 5422.367 | 6126.9114
s | MATERIAL
| 1 | METER: TIME OF USE 100 AMP |  |  |  |  | 5538.1406 | 0 | #REF!
| 1 | Modum for TOU meter |  |  |  |  | 3707.5418 | 338.076 | #REF!
| 3 | x 80 A circuit breaker (5kA) - Orange |  |  |  |  | 587.4137 | 0 | #REF!
| 1 | Cable clamp (Clampex) - K26 |  |  |  |  | 34.8335 | 1423.241 | #REF!
| 1 | Installation material |  |  |  |  | 271.441 | 282.4832 | #REF!
[7 empty] | 10139.3705 | 2043.8002
LABOUR
| 2 | hour-artisan |  |  |  |  | 645.7045 | 702.3855
| 2 | hour-artisan assistant |  |  |  |  | 257.0716 | 279.6485
[7 empty] | 902.7761 | 982.034
TRANSPORT
| 24 | km-truck with platform |  |  |  |  | 1010.8921 | 1182.7997
| 2 | hour-truck with platform |  |  |  |  | 409.9688 | 479.6862
[7 empty] | 1420.8609 | 1662.486
[7 empty] | 17885.3745 | 10815.2316
| Administration Levy (Indirect Cost) |  | 10% | to a max of | 10000 |  | 1788.5374 | 1081.5232
| Total | [5 empty] | 19673.9119 | 11896.7547
| Unit cost |  |  |  |  | 8130 | 19670 | 11900
[7 empty] | 141.9% | -39.5%
| 2.3 Three phase domestic connection in meter box, Split pre-payment meter | [5 empty] | [Mangaung - peri urban area] | [Mangaung - peri urban area]
[7 empty] | 2026/2027 | 2026/2027 | Stores levy
| BACKBONE | [5 empty] | Urban area | Urban area
| 3.5 | Primary Backbone - Urban |  |  | per kVA |  | 4446.4959 | 5024.2425
| 3.5 | Secondary Backbone - LV Urban |  |  | per kVA |  | 3829.4141 | 4326.9813
| 3.5 | LV Backbone -Urban |  |  | per kVA |  | 1592.9529 | 1799.93
[7 empty] | 9868.8629 | 11151.1538
MATERIAL
| 1 | Prepaid meter (Split) 3 phase - |  |  |  |  | 7323.5537 | 0 | #REF!
| 3 | x 80 A circuit breaker (5kA) - Orange |  |  |  |  | 587.4137 | 0 | #REF!
| 1 | Cable clamp (Clampex) - K26 |  |  |  |  | 34.8335 | 1423.241 | #REF!
| 1 | Installation material |  |  |  |  | 271.441 | 282.4832 | #REF!
[7 empty] | 8217.2418 | 1705.7243
LABOUR
| 1 | hour-artisan |  |  |  |  | 322.8522 | 351.1928
| 1 | hour-artisan assistant |  |  |  |  | 128.5358 | 139.8243
[7 empty] | 451.388 | 491.017
TRANSPORT
| 24 | km-truck with platform |  |  |  |  | 1010.8921 | 1182.7997
| 1 | hour-truck with platform |  |  |  |  | 204.9844 | 239.8431
[7 empty] | 1215.8765 | 1422.6428
[7 empty] | 19753.3692 | 14770.5379
| Administration Levy (Indirect Cost) |  | 10% | to a max of | 10000 |  | 1975.3369 | 1477.0538
| Total | [5 empty] | 21728.7061 | 16247.5917
| Unit cost | [5 empty] | 21730 | 16250
[7 empty] | #N/A | -25.22%
| 2.4 Three phase domestic connection in meter box, Split pre-payment meter. | [5 empty] | [Regional - peri urban area] | [Regional - peri urban area]
[7 empty] | 2026/2027 | 2026/2027 | Stores levy
BACKBONE
(ADMD - kVA)
| 2.5 | Secondary Backbone - LV Urban |  |  | per kVA |  | 2735.2958 | 3090.7009
| 2.5 | LV Backbone -Urban |  |  | per kVA |  | 1137.8235 | 1285.6643
[7 empty] | 3873.1193 | 4376.3653
MATERIAL
| 1 | Prepaid meter (Split) 3 phase - |  |  |  |  | 7323.5537 | 0 | #REF!
| 3 | x 80 A circuit breaker (5kA) - Orange |  |  |  |  | 587.4137 | 0 | #REF!
| 1 | Cable clamp (Clampex) - K26 |  |  |  |  | 34.8335 | 1423.241 | #REF!
| 1 | Installation material |  |  |  |  | 271.441 | 282.4832 | #REF!
[7 empty] | 8217.2418 | 1705.7243
LABOUR
| 1 | hour-artisan |  |  |  |  | 322.8522 | 351.1928
| 1 | hour-artisan assistant |  |  |  |  | 128.5358 | 139.8243
[7 empty] | 451.388 | 491.017
TRANSPORT
| 24 | km-truck with platform |  |  |  |  | 1010.8921 | 1182.7997
| 1 | hour-truck with platform |  |  |  |  | 204.9844 | 239.8431
[7 empty] | 1215.8765 | 1422.6428
[7 empty] | 13757.6256 | 7995.7494
| Administration Levy (Indirect Cost) |  | 10% | to a max of | 10000 |  | 1375.7626 | 799.5749
| Total | [5 empty] | 15133.3882 | 8795.3243
| Unit cost | [5 empty] | 15130 | 8800
| 2.5 SSEG Three phase connection in meter box placed on stand boundary taken from underground cable network. | [5 empty] | [Mangaung Urban area] | [Mangaung Urban area]
[7 empty] | 2026/2027 | 2026/2027 | Stores levy
BACKBONE
(ADMD - kVA)
| 3.5 | Primary Backbone - Urban |  |  | per kVA |  | 4446.4959 | 5024.2425
| 3.5 | Secondary Backbone - LV Urban |  |  | per kVA |  | 3829.4141 | 4326.9813
| 3.5 | LV Backbone -Urban |  |  | per kVA |  | 1592.9529 | 1799.93
[7 empty] | 9868.8629 | 11151.1538
MATERIAL
| 1 | METER: TIME OF USE 100 AMP |  |  |  |  | 5538.1406 | 0 | #REF!
| 1 | Modum for TOU meter |  |  |  |  | 3707.5418 | 338.076 | #REF!
| 3 | x 80 A circuit breaker (5kA) - Orange |  |  |  |  | 587.4137 | 0 | #REF!
| 1 | Installation material |  |  |  |  | 271.441 | 282.4832 | #REF!
[7 empty] | 10104.5371 | 620.5592
LABOUR
| 2 | hour-artisan |  |  |  |  | 645.7045 | 702.3855
| 4 | hour-artisan assistant |  |  |  |  | 514.1432 | 559.297
[7 empty] | 1159.8477 | 1261.6826
TRANSPORT
| 24 | km-truck with platform |  |  |  |  | 1010.8921 | 1182.7997
| 0.5 | hour-truck with platform |  |  |  |  | 102.4922 | 119.9216
[7 empty] | 1113.3843 | 1302.7213
[7 empty] | 22246.6319 | 14336.1169
| Administration Levy (Indirect Cost) |  | 10% | to a max of | 10000 |  | 2224.6632 | 1433.6117
| Total | [5 empty] | 24471.2951 | 15769.7285
| Unit cost | [5 empty] | 24470 | 15770
[7 empty] | 31.07% | -35.55%
| 2.6 SSEG Three phase domestic connection in meter box placed on stand boundary taken from underground cable network. | [5 empty] | [Regional - Urban area] | [Regional - Urban area]
[7 empty] | 2026/2027 | 2026/2027 | Stores levy
[7 empty] | Urban area | Urban area
BACKBONE
(ADMD - kVA)
| 3.5 | Secondary Backbone - LV Urban |  |  | per kVA |  | 3829.4141 | 4326.9813
| 3.5 | LV Backbone -Urban |  |  | per kVA |  | 1592.9529 | 1799.93
[7 empty] | 5422.367 | 6126.9114
s | MATERIAL
| 1 | METER: TIME OF USE 100 AMP |  |  |  |  | 5538.1406 | 0 | #REF!
| 1 | Modum for TOU meter |  |  |  |  | 3707.5418 | 338.076 | #REF!
| 3 | x 80 A circuit breaker (5kA) - Orange |  |  |  |  | 587.4137 | 0 | #REF!
| 1 | Cable clamp (Clampex) - K26 |  |  |  |  | 34.8335 | 1423.241 | #REF!
| 1 | Installation material |  |  |  |  | 271.441 | 282.4832 | #REF!
[7 empty] | 10139.3705 | 2043.8002
LABOUR
| 2 | hour-artisan |  |  |  |  | 645.7045 | 702.3855
| 2 | hour-artisan assistant |  |  |  |  | 257.0716 | 279.6485
[7 empty] | 902.7761 | 982.034
TRANSPORT
| 24 | km-truck with platform |  |  |  |  | 1010.8921 | 1182.7997
| 2 | hour-truck with platform |  |  |  |  | 409.9688 | 479.6862
[7 empty] | 1420.8609 | 1662.486
[7 empty] | 17885.3745 | 10815.2316
| Administration Levy (Indirect Cost) |  | 10% | to a max of | 10000 |  | 1788.5374 | 1081.5232
| Total | [5 empty] | 19673.9119 | 11896.7547
| Unit cost |  |  |  |  | 8130 | 19670 | 11900
[7 empty] | 0% | -41.84%
3. NEW SINGLE PHASE DOMESTIC CONNECTIONS: PERI-URBAN
| 3.1 Single phase Peri-Urban domestic connection with TOU kWh meter. Supplied by 25kVA single phase transformer (80A) from 11kV overhead line (where an 11kV line exists and is within the first 350m) | [5 empty] | [Mangaung - peri urban area] | [Mangaung - peri urban area]
[7 empty] | 2026/2027 | 2026/2027 | Stores levy
BACKBONE
(ADMD - kVA)
| 5 | Primary Backbone - Peri Urban |  |  | per kVA |  | 6352.137 | 7177.4892
| 5 | Secondary Backbone - MV Peri Urban |  |  | per kVA |  | 5345.4775 | 6040.0314
| 5 | Secondary Backbone - LV Peri Urban |  |  | per kVA |  | 8769.112 | 9908.509
[7 empty] | 20466.7265 | 23126.0297
MATERIAL
| 1 | METER: TIME OF USE 100 AMP |  |  |  |  | 5538.1406 | 0 | #REF!
| 1 | x 80 A circuit breaker (5kA) - Orange |  |  |  |  | 195.8046 | 0 | #REF!
| 1 | Modum for TOU meter |  |  |  |  | 3707.5418 | 338.076 | #REF!
| 1 | Installation material |  |  |  |  | 271.441 | 282.4832 | #REF!
[7 empty] | 9712.928 | 620.5592
LABOUR
| 4 | hour-artisan |  |  |  |  | 322.8522 | 351.1928
| 8 | hour-artisan assistant |  |  |  |  | 128.5358 | 139.8243
[7 empty] | 451.388 | 491.017
TRANSPORT
| 30 | km-truck with platform |  |  |  |  | 1263.6151 | 1478.4997
| 4 | hour-truck with platform |  |  |  |  | 819.9377 | 959.3725
[7 empty] | 2083.5528 | 2437.8721
[7 empty] | 32714.5953 | 26675.478
| Administration Levy (Indirect Cost) |  | 10% | to a max of | 10000 | Total | 3271.4595 | 2667.5478
| Total | [5 empty] | 35986.0548 | 29343.0258
| Unit cost | [5 empty] | 35990 | 29340
[7 empty] | 0% | -18.48%
| 3.2 Single phase Peri-Urban domestic connection - Prepayment meter. - Supplied by 25kVA single phase Trfr (80A) from 11kV overhead line (where an 11kV line exists and is within the first 350m) | [5 empty] | [Regional - peri urban area] | [Regional - peri urban area]
[7 empty] | 2026/2027 | 2026/2027 | Stores levy
BACKBONE
(ADMD - kVA)
| 5 | Secondary Backbone - MV Peri Urban |  |  | per kVA |  | 9528.2055 | 6040.0314
| 5 | Secondary Backbone - LV Peri Urban |  |  | per kVA |  | 8018.2163 | 9908.509
[7 empty] | 30700.0898 | 15948.5405
MATERIAL
| 1 | METER:S/P WIRED PRE-PAID |  |  |  |  | 2262.7591 | 2142.353 | #REF!
| 1 | x 80 A circuit breaker (5kA) - Orange |  |  |  |  | 195.8046 | 0 | #REF!
| 0 | Cable clamp (Clampex) - K26 |  |  |  |  | 0 | 0 | #REF!
| 1 | Installation material |  |  |  |  | 271.441 | 282.4832 | #REF!
| 0 | Rural household meter box |  |  |  |  | 0 | 0 | #REF!
| 0 | 3m Pole for rural box |  |  |  |  | 0 | 0 | #REF!
| 0 | m 16 mm x 4 Cu cable |  |  |  |  | 0 | 0 | #REF!
| 0 | x 100 A circuit breaker |  |  |  |  | 0 | 0 | #REF!
| 0 | SPB1 Pole box |  |  |  |  | 0 | 0 | #REF!
| 0 | Gland (Pratley No1) |  |  |  |  | 0 | 0 | #REF!
[7 empty] | 2730.0047 | 2424.8362
LABOUR
| 2 | hour-artisan |  |  |  |  | 645.7045 | 702.3855
| 8 | hour-artisan assistant |  |  |  |  | 1028.2865 | 1118.5941
[7 empty] | 1673.9909 | 1820.9796
TRANSPORT
| 30 | km-truck with platform |  |  |  |  | 1263.6151 | 1478.4997
| 2 | hour-truck with platform |  |  |  |  | 409.9688 | 479.6862
[7 empty] | 1673.5839 | 1958.1859
[7 empty] | 36777.6693 | 22152.5422
| Administration Levy (Indirect Cost) |  | 10% | to a max of | 10000 | Total | 3677.7669 | 2215.2542
| Total | [5 empty] | 40455.4362 | 24367.7964
| Unit cost | [5 empty] | 40460 | 24370
[7 empty] | 0% | -39.77%
3.3 Additional Meters Peri-Urban Area: 1x 1ph Split pre-paid meter connection- limited up to 200kVA, LV per Erf. If more than one (1) meter is reuested, a cost estimate will be done.
MATERIAL
| 1 | METER:S/P WIRED PRE-PAID |  |  |  |  | 2262.7591 | 2142.353
| 1 | x 80 A circuit breaker (5kA) - Orange |  |  |  |  | 195.8046 | 0
| 1 | Installation material |  |  |  |  | 271.441 | 282.4832
[7 empty] | 2730.0047 | 2424.8362
LABOUR
| 0.8 | hour-artisan |  |  |  |  | 258.2818 | 280.9542
| 1.6 | hour-artisan assistant |  |  |  |  | 205.6573 | 223.7188
[7 empty] | 463.9391 | 504.673
TRANSPORT
| 24 | km-truck with platform |  |  |  |  | 1010.8921 | 1182.7997
| 1 | hour-truck with platform |  |  |  |  | 204.9844 | 239.8431
[7 empty] | 1215.8765 | 1422.6428
[7 empty] | 4409.8203 | 4352.1521
| Administration Levy (Indirect Cost) |  | 10% | to a max of | 10000 |  | 1768.4682 | 435.2152
| Total | [5 empty] | 6178.2884 | 4787.3673
| Unit cost | [5 empty] | 6178 | 4790
[7 empty] | 301% | -22.47%
4. NEW THREE PHASE DOMESTIC CONNECTIONS: PERI-URBAN
Three phase domestic connection in meterbox, where an 11kV line exists or has to be extended up to 350m.
| 4.1 New Three phase 80A/ph 25kVA domestic connection in meter box with Time of use (TOU) meter in Mangaung - Peri urban | [5 empty] | [Mangaung - peri urban area] | [Mangaung - peri urban area]
[7 empty] | 2026/2027 | 2026/2027 | Stores levy
BACKBONE
(ADMD - kVA)
| 7.5 | Primary Backbone - Peri Urban |  |  | per kVA |  | 9528.2055 | 10766.2338
| 7.5 | Secondary Backbone - MV Peri Urban |  |  | per kVA |  | 8018.2163 | 9060.0471
| 7.5 | Secondary Backbone - LV Peri Urban |  |  | per kVA |  | 13153.668 | 14862.7635 |  |  | 1981.7018
[7 empty] | 30700.0898 | 34689.0445
MATERIAL
| 1 | METER: TIME OF USE 100 AMP |  |  |  |  | 5538.1406 | 0 | #REF!
| 1 | Modum for TOU meter |  |  |  |  | 3707.5418 | 338.076 | #REF!
| 3 | x 80 A circuit breaker (5kA) - Orange |  |  |  |  | 587.4137 | 0 | #REF!
| 0 | Cable clamp (Clampex) - K26 |  |  |  |  | 0 | 0 | #REF!
| 0 | Installation material |  |  |  |  | 0 | 0 | #REF!
| 0 | Rural household meter box |  |  |  |  | 0 | 0 | #REF!
| 0 | 3m Pole for rural box |  |  |  |  | 0 | 0 | #REF!
| 0 | m 16 mm x 4 Cu cable |  |  |  |  | 0 | 0 | #REF!
| 0 | x 100 A circuit breaker |  |  |  |  | 0 | 0 | #REF!
| 0 | SPB1 Pole box |  |  |  |  | 0 | 0 | #REF!
| 0 | Gland (Pratley No1) |  |  |  |  | 0 | 0 | #REF!
[7 empty] | 9833.0961 | 338.076
LABOUR
| 2 | hour-artisan |  |  |  |  | 645.7045 | 702.3855
| 8 | hour-artisan assistant |  |  |  |  | 1028.2865 | 1118.5941
[7 empty] | 1673.9909 | 1820.9796
TRANSPORT
| 30 | km-truck with platform |  |  |  |  | 1263.6151 | 1478.4997
| 8 | hour-truck with platform |  |  |  |  | 1639.8753 | 1918.745
[7 empty] | 2903.4904 | 3397.2446
[7 empty] | 45110.6672 | 40245.3447
| Administration Levy (Indirect Cost) |  | 10% | to a max of | 10000 |  | 4511.0667 | 4024.5345
| Total | [5 empty] | 49621.7339 | 44269.8791
| Unit cost | [5 empty] | 49620 | 44270
[7 empty] | #VALUE! | -10.78%
| 4.2 New Three phase 80A/ph domestic connection in meter box with Time of use (TOU) meter in Regional. | [5 empty] | [Regional - peri urban area] | [Regional - peri urban area]
[7 empty] | 2026/2027 | 2026/2027 | Stores levy
BACKBONE
| 7.5 | Secondary Backbone - MV Peri Urban |  |  | per kVA |  | 8018.2163 | 9060.0471
| 7.5 | Secondary Backbone - LV Peri Urban |  |  | per kVA |  | 13153.668 | 14862.7635
[7 empty] | 21171.8843 | 23922.8107
MATERIAL
| 1 | METER: TIME OF USE 100 AMP |  |  |  |  | 5538.1406 | 0 | #REF!
| 1 | Modum for TOU meter |  |  |  |  | 3707.5418 | 338.076 | #REF!
| 3 | x 80 A circuit breaker (5kA) - Orange |  |  |  |  | 587.4137 | 0 | #REF!
| 0 | Cable clamp (Clampex) - K26 |  |  |  |  | 0 | 0 | #REF!
| 0 | Installation material |  |  |  |  | 0 | 0 | #REF!
| 0 | Rural household meter box |  |  |  |  | 0 | 0 | #REF!
| 0 | 3m Pole for rural box |  |  |  |  | 0 | 0 | #REF!
| 0 | m 16 mm x 4 Cu cable |  |  |  |  | 0 | 0 | #REF!
| 0 | x 100 A circuit breaker |  |  |  |  | 0 | 0 | #REF!
| 0 | SPB1 Pole box |  |  |  |  | 0 | 0 | #REF!
| 0 | Gland (Pratley No1) |  |  |  |  | 0 | 0 | #REF!
[7 empty] | 9833.0961 | 338.076
LABOUR
| 2 | hour-artisan |  |  |  |  | 645.7045 | 702.3855
| 8 | hour-artisan assistant |  |  |  |  | 1028.2865 | 1118.5941
[7 empty] | 1673.9909 | 1820.9796
TRANSPORT
| 30 | km-truck with platform |  |  |  |  | 1263.6151 | 1478.4997
| 2 | hour-truck with platform |  |  |  |  | 409.9688 | 479.6862
[7 empty] | 1673.5839 | 1958.1859
[7 empty] | 34352.5552 | 28040.0521
| Administration Levy (Indirect Cost) |  | 10% | to a max of | 10000 |  | 3435.2555 | 2804.0052
| Total | [5 empty] | 37787.8107 | 30844.0573
| Unit cost | [5 empty] | 37790 | 30840
[7 empty] | 0% | -18.39%
| 4.3 New Three phase Peri-Urban domestic connection - Pre-payment meter (80A per phase) | [5 empty] | [Mangaung - peri urban area] | [Mangaung - peri urban area]
[7 empty] | 2026/2027 | 2026/2027 | Stores levy
BACKBONE
(ADMD - kVA)
| 7.5 | Primary Backbone - Peri Urban |  |  | per kVA |  | 9528.2055 | 10766.2338
| 7.5 | Secondary Backbone - MV Peri Urban |  |  | per kVA |  | 8018.2163 | 9060.0471
| 7.5 | Secondary Backbone - LV Peri Urban |  |  | per kVA |  | 13153.668 | 14862.7635
[7 empty] | 22681.8735 | 25628.9974
MATERIAL
[7 empty] | 7323.5537 | 0
| 1 | Prepaid meter (Split) 3 phase - |  |  |  |  | 587.4137 | 0
| 3 | x 80 A circuit breaker (5kA) - Orange |  |  |  |  | 587.4137 | 0
| 1 | Prepaid meter (Split) 3 phase - |  |  |  |  | 7323.5537 | 0 | #REF!
| 3 | x 80 A circuit breaker (5kA) - Orange |  |  |  |  | 587.4137 | 0 | #REF!
| 0 | Cable clamp (Clampex) - K26 |  |  |  |  | 0 | 0 | #REF!
| 0 | Installation material |  |  |  |  | 0 | 0 | #REF!
| 0 | Rural household meter box |  |  |  |  | 0 | 0 | #REF!
| 0 | 3m Pole for rural box |  |  |  |  | 0 | 0 | #REF!
| 0 | m 16 mm x 4 Cu cable |  |  |  |  | 0 | 0 | #REF!
| 0 | x 100 A circuit breaker |  |  |  |  | 0 | 0 | #REF!
| 0 | SPB1 Pole box |  |  |  |  | 0 | 0 | #REF!
| 0 | Gland (Pratley No1) |  |  |  |  | 0 | 0 | #REF!
[7 empty] | 7910.9674 | 0
LABOUR
| 4 | hour-artisan |  |  |  |  | 1291.4089 | 1404.7711
| 8 | hour-artisan assistant |  |  |  |  | 1028.2865 | 1118.5941
[7 empty] | 2319.6954 | 2523.3651
TRANSPORT
| 30 | km-truck with platform |  |  |  |  | 1263.6151 | 1478.4997
| 4 | hour-truck with platform |  |  |  |  | 819.9377 | 959.3725
[7 empty] | 2083.5528 | 2437.8721
[7 empty] | 34996.089 | 30590.2346
| Administration Levy (Indirect Cost) |  | 10% | to a max of | 10000 |  | 3499.6089 | 3059.0235
| Total | [5 empty] | 38495.6979 | 33649.2581
| Unit cost | [5 empty] | 38500 | 33650
[7 empty] | 14.41% | -12.6%
| 4.4 Three phase Peri-Urban domestic connection - Pre- payment meter (80A per phase) | [5 empty] | [Regional - peri urban area] | [Regional - peri urban area]
[7 empty] | 2026/2027 | 2026/2027 | Stores levy
BACKBONE
(ADMD - kVA)
| 7.5 | Secondary Backbone - MV Peri Urban |  |  | per kVA |  | 8018.2163 | 9060.0471
| 7.5 | Secondary Backbone - LV Peri Urban |  |  | per kVA |  | 13153.668 | 14862.7635
[7 empty] | 21171.8843 | 23922.8107
MATERIAL
| 1 | Prepaid meter (Split) 3 phase - |  |  |  |  | 7323.5537 | 0 | #REF!
| 3 | x 80 A circuit breaker (5kA) - Orange |  |  |  |  | 587.4137 | 0 | #REF!
| 0 | Cable clamp (Clampex) - K26 |  |  |  |  | 0 | 0 | #REF!
| 1 | Installation material |  |  |  |  | 271.441 | 282.4832 | #REF!
| 0 | Rural household meter box |  |  |  |  | 0 | 0 | #REF!
| 0 | 3m Pole for rural box |  |  |  |  | 0 | 0 | #REF!
| 0 | m 16 mm x 4 Cu cable |  |  |  |  | 0 | 0 | #REF!
| 0 | x 100 A circuit breaker |  |  |  |  | 0 | 0 | #REF!
| 0 | SPB1 Pole box |  |  |  |  | 0 | 0 | #REF!
| 0 | Gland (Pratley No1) |  |  |  |  | 0 | 0 | #REF!
[7 empty] | 8182.4084 | 282.4832
LABOUR
| 4 | hour-artisan |  |  |  |  | 1291.4089 | 1404.7711
| 8 | hour-artisan assistant |  |  |  |  | 1028.2865 | 1118.5941
[7 empty] | 2319.6954 | 2523.3651
TRANSPORT
| 30 | km-truck with platform |  |  |  |  | 1263.6151 | 1478.4997
| 4 | hour-truck with platform |  |  |  |  | 819.9377 | 959.3725
[7 empty] | 2083.5528 | 2437.8721
[7 empty] | 33757.5408 | 29166.5312
| Administration Levy (Indirect Cost) |  | 10% | to a max of | 10000 |  | 3375.7541 | 2916.6531
| Total | [5 empty] | 37133.2949 | 32083.1843
| Unit cost | [5 empty] | 37130 | 32080
[7 empty] | 0% | -13.6%
4.5 Subdivision - Peri-Urban area:
| 4.5.1 Subdivision Pri Urban Area: New Single Phase Split pre-payment meter connection in existing 11kV overhead line or where 11kV overhead line needs to be exteded up to 350m. | [5 empty] | [Mangaung - peri urban area] | [Mangaung - peri urban area]
[7 empty] | 2026/2027 | 2026/2027 | Stores levy
BACKBONE
(ADMD - kVA)
| 5 | Primary Backbone - Peri Urban |  |  | per kVA |  | 6352.137 | 7177.4892
| 5 | Secondary Backbone - MV Peri Urban |  |  | per kVA |  | 5345.4775 | 6040.0314
| 5 | Secondary Backbone - LV Peri Urban |  |  | per kVA |  | 8769.112 | 9908.509
[7 empty] | 20466.7265 | 23126.0297
MATERIAL
| 1 | Prepaid meter (Normal BEC) 1phase |  |  |  |  | 1167.1963 | 1214.678 | #REF!
| 1 | x 80 A circuit breaker (5kA) - Orange |  |  |  |  | 195.8046 | 0 | #REF!
| 1 | Installation material |  |  |  |  | 271.441 | 282.4832 | #REF!
[7 empty] | 1634.4419 | 1497.1612
LABOUR
| 1 | hour-artisan |  |  |  |  | 322.8522 | 351.1928
| 2 | hour-artisan assistant |  |  |  |  | 257.0716 | 279.6485
[7 empty] | 579.9238 | 630.8413
TRANSPORT
| 30 | km-truck with platform |  |  |  |  | 1263.6151 | 1478.4997
| 1 | hour-truck with platform |  |  |  |  | 204.9844 | 239.8431
[7 empty] | 1468.5995 | 1718.3428
[7 empty] | 24149.6917 | 26972.375
| Administration Levy (Indirect Cost) |  | 10% | to a max of | 10000 |  | 2414.9692 | 2697.2375
| Total | [5 empty] | 26564.6609 | 29669.6125
| Unit cost | [5 empty] | 26560 | 29670
[7 empty] | 0% | 11.71%
4.5.2 Subdivision Peri Urban Area: New Three Split pre-payment meter connection on the stand boundary, where 11kV overhead line needs to be exteded up to 350m at ADMD = 7,5KVA
[7 empty] | 2026/2027 | 2026/2027
[7 empty] | Actual estimated cost plus network contribution for 7.5kVA | Actual estimated cost plus network contribution for 7.5kVA
5. ILLUMINATING SIGNS
[7 empty] | 2026/2027 | 2026/2027
Levy for electricity consumed
The initial installation costs will be estimated in accordance to the current material & labour costs. The consumption will be based on approved energy tarrif (winter & summer) which will be calculated according to the total consumption.
| Example |  |  | Units | Tariff
| 0.15kW x 12 hours x 30 days x tariff |  |  | 54 | 2.0537 |  | 110.8973 | 110.8973
| Unit cost | [5 empty] | 111 | 111
[7 empty] | #DIV/0! | 0%
6. TEMPORARY CONNECTIONS - MAXIMUM PERIOD OF 12 MONTHS
6.1 Temporary builders underground connection - Three phase 80 Ampère Prepaid meter only. Please note: These connections would only be permitted for a maximum period of 12 months after which it will be removed by CENTLEC. (Where a trench is not longer than 12m)
[7 empty] | 2026/2027 | 2026/2027 | Stores levy
MATERIAL (No cost charged for material that can be re-used)
| 0.5 | Two way domestic meter box |  |  |  |  | 2023.5068 | 3586.2943 | #REF!
| 1 | Prepaid meter (Split) 3 phase - |  |  |  |  | 7323.5537 | 0 | #REF!
| 0.5 | x 80 A circuit breaker (5kA) - Orange |  |  |  |  | 97.9023 | 0 | #REF!
| 16 | m 16 mm x 4 Cu cable |  |  |  |  | 1414.8923 | 6638.5824 | #REF!
| 8 | Bandit buckle - 19mm (per pkt of 100) |  |  |  |  | 27.8066 | 2530.9595 | #REF!
| 3 | Bandit strap per metre - 19mm (price per rol of 30m) |  |  |  |  | 912.0092 | 106.2702 | #REF!
| 1 | Installation material |  |  |  |  | 271.441 | 282.4832 | #REF!
| 2 | Gland (Pratley No2) |  |  |  |  | 377.8459 | 0 | #REF!
[7 empty] | 12448.9577 | 13144.5897
LABOUR (for preparation of meter box)
| 1 | hour-artisan |  |  |  |  | 322.8522 | 351.1928
| 2 | hour-artisan assistant |  |  |  |  | 257.0716 | 279.6485
[7 empty] | 579.9238 | 630.8413
LABOUR (for the installation and removal of the connection)
| 2 | hour-artisan |  |  |  |  | 645.7045 | 702.3855
| 4 | hour-artisan assistant |  |  |  |  | 514.1432 | 559.297
[7 empty] | 1159.8477 | 1261.6826
TRANSPORT
| 24 | km-truck with platform |  |  |  |  | 1010.8921 | 1182.7997
| 2 | hour-truck with platform |  |  |  |  | 409.9688 | 479.6862
[7 empty] | 1420.8609 | 1662.486
DIVERSE
| 12 | m trench 0.6 m deep, Dig & Backfill (Internal) |  |  |  |  | 3947.0446 | 4346.2028
| 3 | m Additional rock per sqm (Internal) |  |  |  |  | 5782.8654 | 6428.1297
[7 empty] | 9729.91 | 10774.3326
[7 empty] | 25339.5002 | 27473.9321
| Administration Levy (Indirect Cost) |  | 10% | to a max of | 10000 |  | 2533.95 | 2747.3932
| Total | [5 empty] | 27873.4502 | 30221.3253
| Unit cost | [5 empty] | 27870 | 30220
[7 empty] | 0% | 8.432%
6.2 Temporary connection for a special events - These temporary connections would only be permitted for MMM approved special short term events and it would be removed afterwards - Maximum duration is 3 months.
6.2.1 Temporary connection for a special event - Single phase 80Ampère P/P with over head Airdac - Church Crusades, Social, Cultural and community events, temporary creches, police stations, etc.
[7 empty] | 2026/2027 | 2026/2027 | Stores levy
MATERIAL (No cost charged for material that can be re-used)
| 1 | Pole mounted meter box - 2way |  |  |  |  | 2064.9928 | 2148.997 | #REF!
| 1 | Prepaid meter (Split) 1 phase 59A Unique Mbani |  |  |  |  | 2262.7591 | 1214.678 | #REF!
| 1 | x 80 A circuit breaker (5kA) - Orange |  |  |  |  | 195.8046 | 0 | #REF!
| 37 | 10 mm Copper Airdac cable |  |  |  |  | 1665.182 | 366.652 | #REF!
| 2 | Strain clamp - Airdac |  |  |  |  | 39.7049 | 32.4291 | #REF!
| 1 | Suspension clamp for Airdac |  |  |  |  | 15.5807 | 16.949 | #REF!
| 2 | Staywire set |  |  |  |  | 15.5807 | 16.949 | #REF!
| 2 | Pole: 7M wooden |  |  |  |  | 1575.7053 | 60.9034 | #REF!
[7 empty] | 7835.3101 | 3857.5574
LABOUR (for preparation of meter box)
| 1 | hour-artisan |  |  |  |  | 322.8522 | 351.1928
| 2 | hour-artisan assistant |  |  |  |  | 257.0716 | 279.6485
[7 empty] | 579.9238 | 630.8413
LABOUR (for the installation and removal of the connection)
| 2 | hour-artisan |  |  |  |  | 645.7045 | 702.3855
| 4 | hour-artisan assistant |  |  |  |  | 514.1432 | 559.297
[7 empty] | 1159.8477 | 1261.6826
TRANSPORT
| 24 | km-truck with platform |  |  |  |  | 1010.8921 | 1182.7997
| 2 | hour-truck with platform |  |  |  |  | 409.9688 | 479.6862
[7 empty] | 1420.8609 | 1662.486
[7 empty] | 10995.9426 | 7412.5672
| Administration Levy (Indirect Cost) |  | 10% | to a max of | 10000 |  | 1099.5943 | 741.2567
| Total | [5 empty] | 12095.5368 | 8153.8239
[7 empty] | 12100 | 8150
[7 empty] | 0.1656% | -32.64%
6.2.2 Temporary connection for a special event - Three phase 80Ampère P/P- Church Crusades, Social, Cultural and community events, temporary creches, police stations, Car wash ect (where a trench is not longer than 12m)
[7 empty] | 2026/2027 | 2026/2027
MATERIAL (No cost charged for material that can be re-used)
Stores levy
| 1 | Two way domestic meter box |  |  |  |  | 4047.0136 | 7172.5887 | #REF!
| 1 | Prepaid meter (Split) 3 phase - |  |  |  |  | 7323.5537 | 0 | #REF!
| 3 | x 80 A circuit breaker (5kA) - Orange |  |  |  |  | 587.4137 | 0 | #REF!
| 20 | m 16 mm x 4 Cu cable |  |  |  |  | 1768.6154 | 8298.228 | #REF!
| 8 | Bandit buckle - 19mm (per pkt of 100) |  |  |  |  | 27.8066 | 2530.9595 | #REF!
| 3 | Bandit strap per metre - 19mm (price per rol of 30m) |  |  |  |  | 912.0092 | 106.2702 | #REF!
| 1 | Installation material |  |  |  |  | 271.441 | 282.4832 | #REF!
| 2 | Gland (Pratley No2) |  |  |  |  | 377.8459 | 0 | #REF!
[7 empty] | 15315.699 | 18390.5296
LABOUR (for preparation of meter box) (No Charge)
| 1 | hour-artisan |  |  |  |  | 322.8522 | 351.1928
| 2 | hour-artisan assistant |  |  |  |  | 257.0716 | 279.6485
[7 empty] | 579.9238 | 630.8413
LABOUR (for the installation and removal of the connection) (No charge)
| 2 | hour-artisan |  |  |  |  | 645.7045 | 702.3855
| 4 | hour-artisan assistant |  |  |  |  | 514.1432 | 559.297
[7 empty] | 1159.8477 | 1261.6826
TRANSPORT (No Charge)
| 24 | km-truck with platform |  |  |  |  | 1010.8921 | 1182.7997
| 2 | hour-truck with platform |  |  |  |  | 409.9688 | 479.6862
[7 empty] | 1420.8609 | 1662.486
DIVERSE (No charge)
| 12 | m trench 0.6 m deep, Dig & Backfill (Internal) |  |  |  |  | 3947.0446 | 4346.2028
| 3 | m Additional rock per sqm (Internal) |  |  |  |  | 5782.8654 | 6428.1297
[7 empty] | 9729.91 | 10774.3326
[7 empty] | 28206.2415 | 32719.872
| Administration Levy (Indirect Cost) |  | 10% | to a max of | 10000 |  | 972.991 | 1077.4333
| Total | [5 empty] | 38909.1425 | 44571.6378
[7 empty] | 38910 | 44570
[7 empty] | 0% | 14.55%
6.2.3 Temporary connection for a special event - Three phase 80Ampère P/P- Car wash etc (Subsidised sites)
[7 empty] | 2026/2027 | 2026/2027
MATERIAL
Stores levy
| 1 | Two way domestic meter box |  |  |  |  | 4047.0136 | 7172.5887 | #REF!
| 1 | Prepaid meter (Split) 3 phase - |  |  |  |  | 7323.5537 | 0 | #REF!
| 3 | x 80 A circuit breaker (5kA) - Orange |  |  |  |  | 587.4137 | 0 | #REF!
| 12 | m 16 mm x 4 Cu cable |  |  |  |  | 1061.1692 | 4978.9368 | #REF!
| 8 | Bandit buckle - 19mm (per pkt of 100) |  |  |  |  | 27.8066 | 2530.9595 | #REF!
| 3 | Bandit strap per metre - 19mm (price per rol of 30m) |  |  |  |  | 912.0092 | 106.2702 | #REF!
| 1 | Installation material |  |  |  |  | 271.441 | 282.4832 | #REF!
| 2 | Gland (Pratley No2) |  |  |  |  | 377.8459 | 0 | #REF!
[7 empty] | 14608.2529 | 15071.2384
LABOUR (for preparation of meter box)
| 1 | hour-artisan |  |  |  |  | 322.8522 | 351.1928
| 2 | hour-artisan assistant |  |  |  |  | 257.0716 | 279.6485
[7 empty] | 579.9238 | 630.8413
LABOUR (for the installation and removal of the connection)
| 2 | hour-artisan |  |  |  |  | 645.7045 | 702.3855
| 4 | hour-artisan assistant |  |  |  |  | 514.1432 | 559.297
[7 empty] | 1159.8477 | 1261.6826
TRANSPORT
| 24 | km-truck with platform |  |  |  |  | 1010.8921 | 1182.7997
| 2 | hour-truck with platform |  |  |  |  | 409.9688 | 479.6862
[7 empty] | 1420.8609 | 1662.486
DIVERSE (no charge)
| 3 | m Additional rock per sqm (Internal) |  |  |  |  | 5782.8654 | 6428.1297
| 12 | m trench 0.6 m deep, Dig & Backfill (Internal) |  |  |  |  | 3947.0446 | 4346.2028
[6 empty] | Total | 9729.91 | 10774.3326
[7 empty] | 27498.7953 | 29400.5808
| Administration Levy (Indirect Cost) |  | 10% | to a max of | 10000 |  | 972.991 | 1077.4333
| Total | [5 empty] | 38201.6964 | 41252.3466
[7 empty] | 38200 | 41250
[7 empty] | #N/A | 7.984%
7. ALTERATIONS TO ELECTRICITY SERVICES
| 7.1.1 Conversion of a single register meter to Single phase Pre-payment where meterbox exist on erf boundary - ( No charge for Prepayment meter) | [5 empty] | [Mangaung - Urban area] | [Mangaung - Urban area]
[7 empty] | 2026/2027 | 2026/2027
| MATERIAL | [7 empty] | Stores levy
| 0 | Prepaid meter (Split) 1 phase 59A Unique Mbani |  |  |  |  | 0 | 0 | #REF!
| 1 | Installation material |  |  |  |  | 271.441 | 282.4832 | #REF!
[7 empty] | 271.441 | 282.4832
LABOUR
| 0.75 | hour-artisan |  |  |  |  | 242.1392 | 263.3946
| 1.5 | hour-artisan assistant |  |  |  |  | 192.8037 | 209.7364
[7 empty] | 434.9429 | 473.131
TRANSPORT
| 24 | km-truck with platform |  |  |  |  | 1010.8921 | 1182.7997
| 0.75 | hour-truck with platform |  |  |  |  | 153.7383 | 179.8823
[7 empty] | 1164.6304 | 1362.6821
[7 empty] | 1871.0143 | 2118.2963
| Administration Levy (Indirect Cost) |  | 10% | to a max of | 10000 |  | 187.1014 | 211.8296
| Total | [5 empty] | 2058.1157 | 2330.1259
| Unit cost | [5 empty] | 2060 | 2330
[7 empty] | 0% | 13.11%
7.1.2 Conversion of Three phase (TOU/kWH) connection to Prepayment meter - Existing meterbox on erf boundary
[7 empty] | 2026/2027 | 2026/2027
MATERIAL
Stores levy
| 0 | Prepaid meter (Split) 3 phase - |  |  |  |  | 0 | 0 | #REF!
| 1 | Installation material |  |  |  |  | 271.441 | 282.4832 | #REF!
[7 empty] | 271.441 | 282.4832
LABOUR
| 1 | hour-artisan |  |  |  |  | 322.8522 | 351.1928
| 2 | hour-artisan assistant |  |  |  |  | 257.0716 | 279.6485
[7 empty] | 579.9238 | 630.8413
TRANSPORT
| 14 | km-truck with platform |  |  |  |  | 589.687 | 689.9665
| 1 | hour-truck with platform |  |  |  |  | 204.9844 | 239.8431
[7 empty] | 794.6715 | 929.8096
[7 empty] | 1646.0363 | 1843.1342
| Administration Levy (Indirect Cost) |  | 10% | to a max of | 10000 |  | 164.6036 | 184.3134
| Total | [5 empty] | 1810.6399 | 2027.4476
| Unit cost | [5 empty] | 1810 | 2030
[7 empty] | 0% | 12.15%
| 7.1.3 Upgrade of single phase Urban connection to three phase - Time of Use Meter(TOU) | [5 empty] | [Mangaung] | [Mangaung]
[7 empty] | 2026/2027 | 2026/2027
BACKBONE
(ADMD - kVA)
| 2.5 | Primary Backbone - Urban |  |  | per kVA |  | 3176.0685 | 3588.7446
| 2.5 | Secondary Backbone - LV Urban |  |  | per kVA |  | 2735.2958 | 3090.7009
| 2.5 | LV Backbone -Urban |  |  | per kVA |  | 1137.8235 | 1285.6643
[7 empty] | 7049.1878 | 7965.1099
MATERIAL
Stores levy
| 1 | METER: TIME OF USE 100 AMP |  |  |  |  | 5538.1406 | 0 | #REF!
| 1 | Modum for TOU meter |  |  |  |  | 3707.5418 | 338.076 | #REF!
| 3 | x 80 A circuit breaker (5kA) - Orange |  |  |  |  | 587.4137 | 0 | #REF!
| 1 | Cable clamp (Clampex) - K26 |  |  |  |  | 34.8335 | 1423.241 | #REF!
| 1 | Installation material |  |  |  |  | 271.441 | 282.4832 | #REF!
[7 empty] | 10139.3705 | 2043.8002
LABOUR
| 1 | hour-artisan |  |  |  |  | 322.8522 | 351.1928
| 4 | hour-artisan assistant |  |  |  |  | 514.1432 | 559.297
[7 empty] | 836.9955 | 910.4898
TRANSPORT
| 28 | km-truck with platform |  |  |  |  | 1179.3741 | 1379.933
| 1 | hour-truck with platform |  |  |  |  | 204.9844 | 239.8431
[7 empty] | 1384.3585 | 1619.7761
[7 empty] | 19409.9123 | 12539.176
| Administration Levy (Indirect Cost) |  | 10% | to a max of | 10000 |  | 1940.9912 | 1253.9176
| Total | [5 empty] | 21350.9035 | 13793.0936
| Unit cost | [5 empty] | 21350 | 13790
[7 empty] | 0% | -35.41%
| 7.1.4 Upgrade of single phase Urban connection to three phase - Split pre-payment meter | [5 empty] | [Mangaung] | [Mangaung]
[7 empty] | 2026/2027 | 2026/2027
BACKBONE
(ADMD - kVA)
| 2.5 | Primary Backbone - Urban |  |  | per kVA |  | 3176.0685 | 3588.7446
| 2.5 | Secondary Backbone - LV Urban |  |  | per kVA |  | 2735.2958 | 3090.7009
| 2.5 | LV Backbone -Urban |  |  | per kVA |  | 1137.8235 | 1285.6643
[7 empty] | 7049.1878 | 7965.1099
MATERIAL
Stores levy
| 1 | Prepaid meter (Split) 1 phase 59A Unique Mbani |  |  |  |  | 2262.7591 | 1214.678 | #REF!
| 3 | x 80 A circuit breaker (5kA) - Orange |  |  |  |  | 587.4137 | 0 | #REF!
| 1 | Cable clamp (Clampex) - K26 |  |  |  |  | 34.8335 | 1423.241 | #REF!
| 1 | Installation material |  |  |  |  | 271.441 | 282.4832 | #REF!
[7 empty] | 3156.4472 | 2920.4022
LABOUR
| 1 | hour-artisan |  |  |  |  | 322.8522 | 351.1928
| 4 | hour-artisan assistant |  |  |  |  | 514.1432 | 559.297
[7 empty] | 836.9955 | 910.4898
TRANSPORT
| 28 | km-truck with platform |  |  |  |  | 1179.3741 | 1379.933
| 1 | hour-truck with platform |  |  |  |  | 204.9844 | 239.8431
[7 empty] | 1384.3585 | 1619.7761
[7 empty] | 12426.989 | 13415.778
| Administration Levy (Indirect Cost) |  | 10% | to a max of | 10000 |  | 1242.6989 | 1341.5778
| Total | [5 empty] | 13669.6879 | 14757.3558
| Unit cost | [5 empty] | 13670 | 14760
[7 empty] | 0% | 7.974%
| 8.1.5 Upgrading of single phase Urban connection to three phase - Time of Use Meter(TOU) | [5 empty] | [Regional] | [Regional]
[7 empty] | 2026/2027 | 2026/2027
BACKBONE
(ADMD - kVA)
| 2.5 | Secondary Backbone - LV Urban |  |  | per kVA |  | 2735.2958 | 3090.7009
| 2.5 | LV Backbone -Urban |  |  | per kVA |  | 1137.8235 | 1285.6643
[7 empty] | 3873.1193 | 4376.3653
MATERIAL
Stores levy
| 1 | METER: TIME OF USE 100 AMP |  |  |  |  | 5538.1406 | 0 | #REF!
| 1 | Modum for TOU meter |  |  |  |  | 3707.5418 | 338.076 | #REF!
| 3 | x 80 A circuit breaker (5kA) - Orange |  |  |  |  | 587.4137 | 0 | #REF!
| 1 | Cable clamp (Clampex) - K26 |  |  |  |  | 34.8335 | 1423.241 | #REF!
| 1.5 | Installation material |  |  |  |  | 407.1615 | 423.7249 | #REF!
[7 empty] | 10275.091 | 2185.0418
LABOUR
| 2 | hour-artisan |  |  |  |  | 645.7045 | 702.3855
| 2 | hour-artisan assistant |  |  |  |  | 257.0716 | 279.6485
[7 empty] | 902.7761 | 982.034
TRANSPORT
| 35 | km-truck with platform |  |  |  |  | 1474.2176 | 1724.9163
| 1 | hour-truck with platform |  |  |  |  | 204.9844 | 239.8431
[7 empty] | 1679.202 | 1964.7594
[7 empty] | 16730.1884 | 9508.2005
| Administration Levy (Indirect Cost) |  | 10% | to a max of | 10000 |  | 1673.0188 | 950.8201
| Total | [5 empty] | 18403.2073 | 10459.0206
| Unit cost | [5 empty] | 18400 | 10460
[7 empty] | 0% | -43.15%
| 7.1.6 Upgrade of single phase Urban connection to three phase - Split pre-payment meter | [5 empty] | [Regional] | [Regional]
[7 empty] | 2026/2027 | 2026/2027
BACKBONE
(ADMD - kVA)
| 2.5 | Secondary Backbone - LV Urban |  |  | per kVA |  | 2735.2958 | 3090.7009
| 2.5 | LV Backbone -Urban |  |  | per kVA |  | 1137.8235 | 1285.6643
[7 empty] | 3873.1193 | 4376.3653
MATERIAL
Stores levy
| 1 | Prepaid meter (Split) 3 phase - |  |  |  |  | 7323.5537 | 0 | #REF!
| 3 | x 80 A circuit breaker (5kA) - Orange |  |  |  |  | 587.4137 | 0 | #REF!
| 1 | Cable clamp (Clampex) - K26 |  |  |  |  | 34.8335 | 1423.241 | #REF!
| 1.5 | Installation material |  |  |  |  | 407.1615 | 423.7249 | #REF!
[7 empty] | 8352.9623 | 1846.9659
LABOUR
| 2 | hour-artisan |  |  |  |  | 645.7045 | 702.3855
| 2 | hour-artisan assistant |  |  |  |  | 257.0716 | 279.6485
[7 empty] | 902.7761 | 982.034
TRANSPORT
| 35 | km-truck with platform |  |  |  |  | 1474.2176 | 1724.9163
| 1 | hour-truck with platform |  |  |  |  | 204.9844 | 239.8431
[7 empty] | 1679.202 | 1964.7594
[7 empty] | 14808.0597 | 9170.1246
| Administration Levy (Indirect Cost) |  | 10% | to a max of | 10000 |  | 1480.806 | 917.0125
| Total | [5 empty] | 16288.8657 | 10087.137
| Unit cost | [5 empty] | 16290 | 10090
[7 empty] | 0% | -38.06%
| 7.1.7 Upgrade of single phase Peri-Urban connection to three phase -Time of Use Meter(TOU) | [5 empty] | [Mangaung] | [Mangaung]
[7 empty] | 2026/2027 | 2026/2027
BACKBONE
(ADMD - kVA)
| 2.5 | Primary Backbone - Peri Urban |  |  | per kVA |  | 3176.0685 | 3588.7446
| 2.5 | Secondary Backbone - MV Peri Urban |  |  | per kVA |  | 2672.7388 | 3020.0157
| 2.5 | Secondary Backbone - LV Peri Urban |  |  | per kVA |  | 4384.556 | 4954.2545
[7 empty] | 10233.3633 | 11563.0148
MATERIAL
Stores levy
| 1 | METER: TIME OF USE 100 AMP |  |  |  |  | 5538.1406 | 0 | #REF!
| 3 | x 80 A circuit breaker (5kA) - Orange |  |  |  |  | 587.4137 | 0 | #REF!
| 1 | Cable clamp (Clampex) - K26 |  |  |  |  | 34.8335 | 1423.241 | #REF!
| 0 | m 16 mm x 4 Cu cable |  |  |  |  | 0 | 0 | #REF!
| 1 | Installation material |  |  |  |  | 271.441 | 282.4832 | #REF!
[7 empty] | 6431.8287 | 1705.7243
LABOUR
| 4 | hour-artisan |  |  |  |  | 1291.4089 | 1404.7711
| 8 | hour-artisan assistant |  |  |  |  | 1028.2865 | 1118.5941
[7 empty] | 2319.6954 | 2523.3651
TRANSPORT
| 24 | km-truck with platform |  |  |  |  | 1010.8921 | 1182.7997
| 4 | hour-truck with platform |  |  |  |  | 819.9377 | 959.3725
[7 empty] | 1830.8298 | 2142.1722
[7 empty] | 20815.7171 | 17934.2764
| Administration Levy (Indirect Cost) |  | 10% | to a max of | 10000 |  | 2081.5717 | 1793.4276
| Total | [5 empty] | 22897.2888 | 19727.7041
| Unit cost | [5 empty] | 22900 | 19730
[7 empty] | 0% | -13.84%
| 7.1.8 Upgrade of single phase Peri-Urban connection to three phase -Split pre-payment meter | [5 empty] | [Mangaung] | [Mangaung]
[7 empty] | 2026/2027 | 2026/2027
BACKBONE
(ADMD - kVA)
| 2.5 | Primary Backbone - Peri Urban |  |  | per kVA |  | 3176.0685 | 3588.7446
| 2.5 | Secondary Backbone - MV Peri Urban |  |  |  |  | 2672.7388 | 3020.0157
| 2.5 | Secondary Backbone - LV Peri Urban |  |  | per kVA |  | 4384.556 | 4954.2545
[7 empty] | 10233.3633 | 11563.0148
MATERIAL
Stores levy
| 1 | Prepaid meter (Split) 3 phase - |  |  |  |  | 7323.5537 | 0 | #REF!
| 3 | x 80 A circuit breaker (5kA) - Orange |  |  |  |  | 587.4137 | 0 | #REF!
| 1 | Cable clamp (Clampex) - K26 |  |  |  |  | 34.8335 | 1423.241 | #REF!
| 0 | m 16 mm x 4 Cu cable |  |  |  |  | 0 | 0 | #REF!
| 1 | Installation material |  |  |  |  | 271.441 | 282.4832 | #REF!
[7 empty] | 8217.2418 | 1705.7243
LABOUR
| 4 | hour-artisan |  |  |  |  | 1291.4089 | 1404.7711
| 8 | hour-artisan assistant |  |  |  |  | 1028.2865 | 1118.5941
[7 empty] | 2319.6954 | 2523.3651
TRANSPORT
| 24 | km-truck with platform |  |  |  |  | 1010.8921 | 1182.7997
| 4 | hour-truck with platform |  |  |  |  | 819.9377 | 959.3725
[7 empty] | 1830.8298 | 2142.1722
[7 empty] | 22601.1302 | 17934.2764
| Administration Levy (Indirect Cost) |  | 10% | to a max of | 10000 |  | 2260.113 | 1793.4276
| Total | [5 empty] | 24861.2432 | 19727.7041
| Unit cost | [5 empty] | 24860 | 19730
[7 empty] | 0% | -20.64%
| 7.1.9 Upgrade of single phase Peri-Urban connection to three phase -Time of Use Meter(TOU) | [5 empty] | [Regional] | [Regional]
[7 empty] | 2026/2027 | 2026/2027
BACKBONE
(ADMD - kVA)
| 2.5 | Secondary Backbone - MV Urban |  |  |  |  | 2432.8563 | 2748.9646
| 2.5 | Secondary Backbone - LV Peri Urban |  |  | per kVA |  | 4384.556 | 4954.2545
[7 empty] | 6817.4123 | 7703.2191
MATERIAL
Stores levy
| 1 | METER: TIME OF USE 100 AMP |  |  |  |  | 5538.1406 | 0 | #REF!
| 1 | Modum for TOU meter |  |  |  |  | 3707.5418 | 338.076
| 3 | x 80 A circuit breaker (5kA) - Orange |  |  |  |  | 587.4137 | 0 | #REF!
| 1 | Cable clamp (Clampex) - K26 |  |  |  |  | 34.8335 | 1423.241 | #REF!
| 0 | m 16 mm x 4 Cu cable |  |  |  |  | 0 | 0 | #REF!
| 1 | Installation material |  |  |  |  | 271.441 | 282.4832 | #REF!
[7 empty] | 10139.3705 | 2043.8002
LABOUR
| 5 | hour-artisan |  |  |  |  | 1614.2612 | 1755.9638
| 10 | hour-artisan assistant |  |  |  |  | 1285.3581 | 1398.2426
[7 empty] | 2899.6192 | 3154.2064
TRANSPORT
| 24 | km-truck with platform |  |  |  |  | 1010.8921 | 1182.7997
| 4 | hour-truck with platform |  |  |  |  | 819.9377 | 959.3725
[7 empty] | 1830.8298 | 2142.1722
[7 empty] | 21687.2318 | 15043.3979
| Administration Levy (Indirect Cost) |  | 10% | to a max of | 10000 |  | 2168.7232 | 1504.3398
| Total | [5 empty] | 23855.955 | 16547.7377
| Unit cost | [5 empty] | 23860 | 16550
[7 empty] | 0% | -30.64%
| 7.1.10 Conversion of single phase Peri-Urban connection to three phase - Split pre-payment meter | [5 empty] | [Regional] | [Regional]
[7 empty] | 2026/2027 | 2026/2027
BACKBONE
(ADMD - kVA)
| 2.5 | Secondary Backbone - MV Peri Urban |  |  |  |  | 2672.7388 | 3020.0157
| 2.5 | Secondary Backbone - LV Peri Urban |  |  | per kVA |  | 4384.556 | 4954.2545
[7 empty] | 7057.2948 | 7974.2702
MATERIAL
Stores levy
| 1 | Prepaid meter (Split) 3 phase - |  |  |  |  | 7323.5537 | 0 | #REF!
| 3 | x 80 A circuit breaker (5kA) - Orange |  |  |  |  | 587.4137 | 0 | #REF!
| 1 | Cable clamp (Clampex) - K26 |  |  |  |  | 34.8335 | 1423.241 | #REF!
| 0 | m 16 mm x 4 Cu cable |  |  |  |  | 0 | 0 | #REF!
| 1 | Installation material |  |  |  |  | 271.441 | 282.4832 | #REF!
[7 empty] | 8217.2418 | 1705.7243
LABOUR
| 4 | hour-artisan |  |  |  |  | 1291.4089 | 1404.7711
| 8 | hour-artisan assistant |  |  |  |  | 1028.2865 | 1118.5941
[7 empty] | 2319.6954 | 2523.3651
TRANSPORT
| 24 | km-truck with platform |  |  |  |  | 1010.8921 | 1182.7997
| 4 | hour-truck with platform |  |  |  |  | 819.9377 | 959.3725
[7 empty] | 1830.8298 | 2142.1722
[7 empty] | 19425.0617 | 14345.5318
| Administration Levy (Indirect Cost) |  | 10% | to a max of | 10000 |  | 1942.5062 | 1434.5532
| Total | [5 empty] | 21367.5679 | 15780.085
| Unit cost | [5 empty] | 21370 | 15780
[7 empty] | 0% | -26.16%
| 8.1.11 Shifting of meter to meter box on stand boundary - Domestic connection - Urban | [5 empty] | [Urban] | [Urban]
[7 empty] | 2026/2027 | 2026/2027
| Installation cost - Refer 1.4 | [5 empty] | 4980 | 4930
[7 empty] | 4980 | 4930
| Unit cost | [5 empty] | 4980 | 4930
[7 empty] | 0% | -1.004%
8.1.12 Shifting of connection - Pre-payment with ready board (per single connection) - Overhead only
[7 empty] | 2021/2022 | 2026/2027
MATERIAL
Stores levy
| 5 | 10 mm Copper Airdac cable |  |  |  |  | 225.0246 | 49.5476 | #REF!
| 1 | Strain clamp - Airdac |  |  |  |  | 19.8525 | 16.2145 | #REF!
| 1 | L-Bracket |  |  |  |  | 89.0326 | 616.9434 | #REF!
| 2 | Installation material |  |  |  |  | 542.882 | 564.9665 | #REF!
[7 empty] | 876.7917 | 1247.672
LABOUR
| 0.5 | hour-artisan |  |  |  |  | 161.4261 | 175.5964
| 2 | hour-artisan assistant |  |  |  |  | 257.0716 | 279.6485
[7 empty] | 418.4977 | 455.2449
TRANSPORT
| 24 | km-truck with platform |  |  |  |  | 1010.8921 | 1182.7997
| 1 | hour-truck with platform |  |  |  |  | 204.9844 | 239.8431
[7 empty] | 1215.8765 | 1422.6428
[7 empty] | 2511.1659 | 3125.5598
| Administration Levy (Indirect Cost) |  | 10% | to a max of | 10000 |  | 251.1166 | 312.556
| Total | [5 empty] | 2762.2825 | 3438.1157
| Unit cost | [5 empty] | 2760 | 3440
[7 empty] | 0% | 24.64%
9. SPECIAL SERVICE LEVIES
9.1.1 Electricity meter accuracy test at request by the consumer - Removal of meter
Meter to be removed by supplier for testing. Testing of the meter under item 9.1.2 or 9.1.3
[7 empty] | 2026/2027 | 2026/2027
MATERIAL (None)
LABOUR
| 0.75 | hour-meter assistant |  |  |  |  | 96.4019 | 104.8682
| 1 | hour-artisan |  |  |  |  | 322.8522 | 351.1928
| 1 | hour-artisan assistant |  |  |  |  | 128.5358 | 139.8243
[7 empty] | 547.7899 | 595.8852
TRANSPORT
| 20 | km-panel van |  |  |  |  | 468.1101 | 547.7147
| 1.25 | hour-panel van |  |  |  |  | 255.702 | 299.1855
[7 empty] | 723.8121 | 846.9002
[7 empty] | 1271.602 | 1442.7854
| Administration Levy (Indirect Cost) |  | 10% | to a max of | 10000 |  | 127.1602 | 144.2785
| Total | [5 empty] | 1398.7622 | 1587.064
| Unit cost | [5 empty] | 1400 | 1590
[7 empty] | 0% | 13.57%
9.1.2 Request for accuracy test of electricity meter - Testing of meter (1 or 3 phase)
Meter to be removed under item 9.1.1
[7 empty] | 2021/2022 | 2026/2027
MATERIAL (None)
LABOUR
| 2.2 | hour-meter assistant |  |  |  |  | 282.7788 | 307.6134
[7 empty] | 282.7788 | 307.6134
TRANSPORT (None)
[7 empty] | 282.7788 | 307.6134
| Administration Levy (Indirect Cost) |  | 10% | to a max of | 10000 |  | 28.2779 | 30.7613
| Total | [5 empty] | 311.0567 | 338.3747
| Unit cost | [5 empty] | 311 | 338
[7 empty] | 0% | 8.682%
9.1.3 Request for accuracy test of Bulk electricity meter - Testing of meter
Meter to be removed under item 9.1.1
[7 empty] | 2021/2022 | 2026/2027
MATERIAL (None)
LABOUR
| 4 | hour-Eng asst |  |  |  |  | 1062.2643 | 1227.2825
[7 empty] | 1062.2643 | 1227.2825
TRANSPORT (None)
[7 empty] | 1062.2643 | 1227.2825
| Administration Levy (Indirect Cost) |  | 10% | to a max of | 10000 |  | 106.2264 | 122.7282
| Total | [5 empty] | 1168.4907 | 1350.0107
| Unit cost | [5 empty] | 1170 | 1350
9.1.4 Hiring of Genset
Meter to be removed under item 9.1.1
[7 empty] | 2021/2022 | 2026/2027
MATERIAL (None)
LABOUR
| Hours | Personnel
| 10 | hour-Eng asst |  |  |  |  | 2655.6608 | 3068.2062
| 10 | hour-Snr Eng Assistant |  |  |  |  | 3228.5223 | 3511.9277
| 10 | hour-First Eng Assistant |  |  |  |  | 3423.2057 | 4213.5599
[7 empty] | 9307.3888 | 10793.6938
FUEL
|  | @2000L (Diesel @R16,375 |  |  |  |  | 4093.75 | 4093.75
[7 empty] | 4093.75 | 4093.75
[7 empty] | 13401.1388 | 14887.4438
| Administration Levy (Indirect Cost) |  | 10% | to a max of | 10000 |  | 1340.1139 | 1488.7444
| Total | [5 empty] | 14741.2527 | 16376.1882
| Unit cost | [5 empty] | 14740 | 16380
[7 empty] | 0% | 11.13%
9.5 Fine for tampring RMD 1 Ph: Normal 1Ph meter for single residential use
Calculated Monthly Consumption
[7 empty] | 2021/2022 | 2026/2027
|  | Estimate connection size | 13.8 | kVA
|  | Avarage Demand use (ADMD) | 3 | kVA | Res IBT <80A
|  | Service Charge | 0 | < | 0
|  | Total kVA Charge | 0 | < | 0 | (R/kVA)
|  | Total Energy Charge | 1230.0584 | < | 1.67 | (average c/kWh)
|  | One Month Estimated Account | 1230.0584
| Fine = Calculated monthly consumption x |  | 5 |  |  |  | 6150.2919 | 6150.2919
[7 empty] | 6200 | 6200
[7 empty] | 0% | 0%
9.6 Fine for tampring RMD 1Ph: Normal 1Ph meter for multiple residential use (cottages, room rental or backrooms)
Calculated Monthly Consumption
[7 empty] | 2021/2022 | 2026/2027
|  | Estimate connection size | 13.8 | kVA
|  | Avarage Demand use (ADMD) | 4.5 | kVA | Res IBT <80A
|  | Service Charge | 0 | < | 0
|  | Total kVA Charge | 0 | < | 0 | (R/kVA)
|  | Total Energy Charge | 1845.0876 | < | 1.67 | (average c/kWh)
|  | One Month Estimated Account | 1845.0876
| Fine = Calculated monthly consumption x |  | 5 |  |  |  | 9225.4378 | 9225.4378
[7 empty] | 9200 | 9200
[7 empty] | 0% | 0%
9.7 Reinstatement of supply following disconnection of Std 3 phase service - Where meter was damaged or persistant tampering occurred (RMD 3 Ph) - Replaced with 100A Time of Use meter (TOU)
[7 empty] | 2021/2022 | 2026/2027
MATERIAL
Stores levy
| 1 | METER: TIME OF USE 100 AMP |  |  |  |  | 5538.1406 | 0 | #REF!
| 2 | Installation material |  |  |  |  | 542.882 | 564.9665 | #REF!
[7 empty] | 6081.0226 | 564.9665
LABOUR
| 6 | hour-artisan |  |  |  |  | 1937.1134 | 2107.1566
| 5 | hour-artisan assistant |  |  |  |  | 642.679 | 699.1213
[7 empty] | 2579.7924 | 2806.2779
TRANSPORT
| 46 | km-truck with platform |  |  |  |  | 1937.5432 | 2267.0328
| 4 | hour-truck with platform |  |  |  |  | 819.9377 | 959.3725
[7 empty] | 2757.4808 | 3226.4053
[7 empty] | 11418.2959 | 6597.6497
| Administration Levy (Indirect Cost) |  | 10% | to a max of | 10000 |  | 1141.8296 | 659.765
| Total | [5 empty] | 12560.1254 | 7257.4146
| Unit cost | [5 empty] | 12560 | 7260
[7 empty] | 0% | -42.2%
9.7.1 Fine for tampring RMD 3ph: Normal 3Ph meter for single residential use
Calculated Monthly Consumption
[7 empty] | 2021/2022 | 2026/2027
|  | Estimate connection size | 41.58 | kVA
|  | Avarage Demand use (ADMD) | 7.5 | kVA | Res IBT <80A
|  | Service Charge | 0 | < | 0
|  | Total kVA Charge | 0 | < | 0 | (R/kVA)
|  | Total Energy Charge | 3075.1459 | < | 1.67 | (average c/kWh)
|  | One Month Estimated Account | 3075.1459
| Fine = Calculated monthly consumption x |  | 5 |  |  |  | 15375.7297 | 15375.7297
[7 empty] | 15400 | 15400
[7 empty] | 0% | 0%
9.7.2 Fine for tampring RMD 3Ph: Normal 3Ph meter for multiple residential use (cottages, room rental or backrooms)
Calculated Monthly Consumption
[7 empty] | 2021/2022 | 2026/2027
|  | Estimate connection size | 41.58 | kVA
|  | Avarage Demand use (ADMD) | 15 | kVA | Res IBT <80A
|  | Service Charge | 0 | < | 0
|  | Total kVA Charge | 0 | < | 0 | (R/kVA)
|  | Total Energy Charge | 6150.2919 | < | 1.67 | (average c/kWh)
|  | One Month Estimated Account | 6150.2919
| Fine = Calculated monthly consumption x |  | 5 |  |  |  | 30751.4593 | 30751.4593
[7 empty] | 30800 | 30800
[7 empty] | 0% | 0%
9.8. Illigal Shifting of Meter
[7 empty] | 2021/2022 | 2026/2027
MATERIAL
Stores levy
| 0 | Prepaid meter (Split) 1 phase 59A Unique Mbani |  |  |  |  | 0 | 0 | #REF!
| 0 | x 80 A circuit breaker (5kA) - Orange |  |  |  |  | 0 | 0 | #REF!
[7 empty] | 0 | 0
LABOUR
| 10 | hour-artisan |  |  |  |  | 3228.5223 | 3511.9277
| 10 | hour-artisan assistant |  |  |  |  | 1285.3581 | 1398.2426
[7 empty] | 4513.8804 | 4910.1702
TRANSPORT
| 80 | km-truck with platform |  |  |  |  | 3369.6403 | 3942.6657
| 4 | hour-truck with platform |  |  |  |  | 819.9377 | 959.3725
[7 empty] | 4189.5779 | 4902.0382
[7 empty] | 8703.4583 | 9812.2085
| Administration Levy (Indirect Cost) |  | 10% | to a max of | 10000 |  | 870.3458 | 981.2208
| Total | [5 empty] | 9573.8042 | 10793.4293
| Unit cost | [5 empty] | 9570 | 10790
[7 empty] | 0% | 12.75%
9.9 Reinstatement of supply following disconnection of service by CENTLEC - 1Phase pre-payment meter damaged or persistent tampering (PPD)
[7 empty] | 2021/2022 | 2026/2027
MATERIAL
Stores levy
| 1 | Prepaid meter (Split) 1 phase 59A Unique Mbani |  |  | (new meter scheme) |  | 2262.7591 | 1214.678 | #REF!
| 2 | Installation material |  |  |  |  | 542.882 | 564.9665 | #REF!
[7 empty] | 2805.6411 | 1779.6445
LABOUR
| 4 | hour-artisan |  |  |  |  | 1291.4089 | 1404.7711
| 4 | hour-artisan assistant |  |  |  |  | 514.1432 | 559.297
[7 empty] | 1805.5522 | 1964.0681
TRANSPORT
| 40 | km-truck with platform |  |  |  |  | 1684.8201 | 1971.3329
| 4 | hour-truck with platform |  |  |  |  | 819.9377 | 959.3725
[7 empty] | 2504.7578 | 2930.7054
[7 empty] | 7115.9511 | 6674.4179
| Administration Levy (Indirect Cost) |  | 10% | to a max of | 10000 |  | 711.5951 | 667.4418
| Total | [5 empty] | 7827.5462 | 7341.8597
| Unit cost | [5 empty] | 7830 | 7340
[7 empty] | 0% | -6.258%
9.9.1 Fine for tampring PPD: Normal 1Ph Prepaid meter for single residential use
| Calculated Monthly Consumption | [5 empty] | 2021/2022 | 2026/2027
|  | Estimate connection size | 13.8 | kVA
|  | Avarage Demand use (ADMD) | 3 | kVA | Res IBT <80A
|  | Service Charge | 0 | < | 0
|  | Total kVA Charge | 0 | < | 0 | (R/kVA)
|  | Total Energy Charge | 1230.0584 | < | 1.67 | (average c/kWh)
|  | One Month Estimated Account | 1230.0584
| Fine = Calculated monthly consumption x |  | 5 |  |  |  | 6150.2919 | 6150.2919
[6 empty] | Rounded off to | 6200 | 6200
[7 empty] | 0% | 0%
9.9.2 Fine for tampring PPD: Normal 1Ph Prepaid meter for multiple residential use (cottages, room rental or backrooms)
| Calculated Monthly Consumption | [5 empty] | 2021/2022 | 2026/2027
|  | Estimate connection size | 13.8 | kVA
|  | Avarage Demand use (ADMD) | 4.5 | kVA | Res IBT <80A
|  | Service Charge | 0 | < | 0
|  | Total kVA Charge | 0 | < | 0 | (R/kVA)
|  | Total Energy Charge | 1845.0876 | < | 1.67 | (average c/kWh)
|  | One Month Estimated Account | 1845.0876
| Fine = Calculated monthly consumption x |  | 5 |  |  |  | 9225.4378 | 9225.4378
[6 empty] | Rounded off to | 9200 | 9200
[7 empty] | 0% | 0%
9.10 Reinstatement of supply following disconnection of service by CENTLEC - 3 Phase pre-payment meter
damaged or persistent tampering (PPD 3phase)
[7 empty] | 2021/2022 | 2026/2027
MATERIAL
Stores levy
| 1 | Prepaid meter (Split) 3 phase - |  |  |  |  | 7323.5537 | 0 | #REF!
| 1 | Cable joint for 16mm x 4 core cable |  |  |  |  | 1324.8709 | 0 | #REF!
| 2 | Installation material |  |  |  |  | 542.882 | 564.9665 | #REF!
[7 empty] | 9191.3067 | 564.9665
LABOUR
| 5 | hour-artisan |  |  |  |  | 1614.2612 | 1755.9638
| 5 | hour-artisan assistant |  |  |  |  | 642.679 | 699.1213
[7 empty] | 2256.9402 | 2455.0851
TRANSPORT
| 24 | km-truck with platform |  |  |  |  | 1010.8921 | 1182.7997
| 4 | hour-truck with platform |  |  |  |  | 819.9377 | 959.3725
[7 empty] | 1830.8298 | 2142.1722
[7 empty] | 13279.0766 | 5162.2238
| Administration Levy (Indirect Cost) |  | 10% | to a max of | 10000 |  | 1327.9077 | 516.2224
| Total | [5 empty] | 14606.9843 | 5678.4462
| Unit cost | [5 empty] | 14610 | 5680
[7 empty] | 0% | -61.12%
9.10.1 Fine for tampring PPD: Normal 3Ph Prepaid meter for single residential use
| Calculated Monthly Consumption | [5 empty] | 2021/2022 | 2026/2027
|  | Estimate connection size | 44 | kVA
|  | Avarage Demand use (ADMD) | 7.5 | kVA | Res IBT <80A
|  | Service Charge | 0 | < | 0
|  | Total kVA Charge | 0 | < | 0 | (R/kVA)
|  | Total Energy Charge | 3075.1459 | < | 1.67 | (average c/kWh)
|  | One Month Estimated Account | 3075.1459
| Fine = Calculated monthly consumption x |  | 5 |  |  |  | 15375.7297 | 15375.7297
[6 empty] | Rounded off to | 15400 | 15400
[7 empty] | 0% | 0%
9.10.2 Fine for tampring PPD: Normal 3Ph Prepaid meter for multiple residential use (cottages, room rental or backrooms)
| Calculated Monthly Consumption | [5 empty] | 2021/2022 | 2026/2027
|  | Estimate connection size | 44 | kVA
|  | Avarage Demand use (ADMD) | 15 | kVA | Res IBT <80A
|  | Service Charge | 0 | < | 0
|  | Total kVA Charge | 0 | < | 0 | (R/kVA)
|  | Total Energy Charge | 6150.2919 | < | 1.67 | (average c/kWh)
|  | One Month Estimated Account | 6150.2919
| Fine = Calculated monthly consumption x |  | 5 |  |  |  | 30751.4593 | 30751.4593
[6 empty] | Rounded off to | 30800 | 30800
[7 empty] | 0% | 0%
9.11 Reinstatement of supply by Centlec (SOC) Ltd
Disconnection of supply because of being in arrears with payment of consumption
[7 empty] | 2021/2022 | 2026/2027
MATERIAL (None)
LABOUR
| 1 | hour-meter assistant |  |  |  |  | 128.5358 | 139.8243
[7 empty] | 128.5358 | 139.8243
TRANSPORT
| 24 | km-panel van |  |  |  |  | 561.7321 | 657.2577
| 1 | hour-panel van |  |  |  |  | 204.5616 | 239.3484
[7 empty] | 766.2937 | 896.6061
[7 empty] | 894.8295 | 1036.4303
| Administration Levy (Indirect Cost) |  | 10% | to a max of | 10000 |  | 89.483 | 103.643
| Total | [5 empty] | 984.3125 | 1140.0734
| Unit cost | [5 empty] | 984 | 1140
[7 empty] | 0% | 15.85%
9.12 Reinstatement of supply by CENTLEC - Where supplied from overhead transmission systems or a substation
Overhead transmission system & substations
[7 empty] | 2021/2022 | 2026/2027
MATERIAL (None)
LABOUR
| 1 | hour-artisan |  |  |  |  | 322.8522 | 351.1928
| 1 | hour-artisan assistant |  |  |  |  | 128.5358 | 139.8243
[7 empty] | 451.388 | 491.017
TRANSPORT
| 24 | km-truck with platform |  |  |  |  | 1010.8921 | 1182.7997
| 1 | hour-truck with platform |  |  |  |  | 204.9844 | 239.8431
[7 empty] | 1215.8765 | 1422.6428
[7 empty] | 1667.2645 | 1913.6599
| Administration Levy (Indirect Cost) |  | 10% | to a max of | 10000 |  | 166.7265 | 191.366
| Total | [5 empty] | 1833.991 | 2105.0259
| Unit cost | [5 empty] | 1830 | 2110
[7 empty] | 0% | 15.3%
9.13 Use of measuring instruments to record current and voltage fluctuations at the request of the consumer
1Phase (per 24 hour period)
[7 empty] | 2021/2022 | 2026/2027
| Hiring of equipment | [5 empty] | 0 | 0
MATERIAL (None)
LABOUR
| 2.5 | hour-artisan |  |  |  |  | 807.1306 | 877.9819
| 2.5 | hour-artisan assistant |  |  |  |  | 321.3395 | 349.5606
[7 empty] | 1128.4701 | 1227.5426
TRANSPORT
| 24 | km-panel van |  |  |  |  | 561.7321 | 657.2577
| 2.5 | hour-panel van |  |  |  |  | 511.4039 | 598.3709
[7 empty] | 1073.1361 | 1255.6286
[7 empty] | 2201.6062 | 2483.1712
| Administration Levy (Indirect Cost) |  | 10% | to a max of | 10000 |  | 220.1606 | 248.3171
| Total | [5 empty] | 2421.7668 | 2731.4883
| Unit cost | [5 empty] | 2420 | 2730
[7 empty] | 0% | 12.81%
9.14 Use of measuring instruments to record current and voltage fluctuations at the request of the consumer
3Phase (per 24 hour period)
#REF!
[7 empty] | 2021/2022 | 2026/2027
| Hiring of equipment | [5 empty] | 0 | 0
MATERIAL (None)
LABOUR
| 2.5 | hour-artisan |  |  |  |  | 807.1306 | 877.9819
| 2.5 | hour-artisan assistant |  |  |  |  | 321.3395 | 349.5606
[7 empty] | 1128.4701 | 1227.5426
TRANSPORT
| 24 | km-panel van |  |  |  |  | 561.7321 | 657.2577
| 2.5 | hour-panel van |  |  |  |  | 511.4039 | 598.3709
[7 empty] | 1073.1361 | 1255.6286
[7 empty] | 2201.6062 | 2483.1712
| Administration Levy (Indirect Cost) |  | 10% | to a max of | 10000 |  | 220.1606 | 248.3171
| Total | [5 empty] | 2421.7668 | 2731.4883
| Unit cost | [5 empty] | 2420 | 2730
[7 empty] | 0% | 12.81%
9.15 Replacement of 1phase pre-payment meter due to tampering - blocking of vending
[7 empty] | 2021/2022 | 2026/2027
MATERIAL
Stores levy
| 1 | Prepaid meter (Split) 1 phase 59A Unique Mbani |  |  |  |  | 2262.7591 | 1214.678 | #REF!
| 1.6 | Installation material |  |  |  |  | 434.3056 | 451.9732 | #REF!
[7 empty] | 2697.0647 | 1666.6512
LABOUR
| 0.75 | hour-meter assistant |  |  |  |  | 96.4019 | 104.8682
| 1 | hour-artisan |  |  |  |  | 322.8522 | 351.1928
| 1 | hour-artisan assistant |  |  |  |  | 128.5358 | 139.8243
[7 empty] | 547.7899 | 595.8852
TRANSPORT
| 24 | km-panel van |  |  |  |  | 561.7321 | 657.2577
| 1.25 | hour-panel van |  |  |  |  | 255.702 | 299.1855
[7 empty] | 817.4341 | 956.4432
[7 empty] | 4062.2887 | 3218.9796
| Administration Levy (Indirect Cost) |  | 10% | to a max of | 10000 |  | 406.2289 | 321.898
| Total | [5 empty] | 4468.5176 | 3540.8775
| Unit cost | [5 empty] | 4470 | 3540
[7 empty] | 0% | -20.81%
9.16 Replacement of 3phase pre-payment meter due to tampering - blocking of vending
[7 empty] | 2021/2022 | 2026/2027
MATERIAL
Stores levy
| 1 | Prepaid meter (Split) 3 phase - |  |  |  |  | 7323.5537 | 0 | #REF!
| 1 | Installation material |  |  |  |  | 271.441 | 282.4832 | #REF!
[7 empty] | 7594.9947 | 282.4832
LABOUR
| 0.75 | hour-meter assistant |  |  |  |  | 96.4019 | 104.8682
| 2 | hour-artisan |  |  |  |  | 645.7045 | 702.3855
| 2 | hour-artisan assistant |  |  |  |  | 257.0716 | 279.6485
[7 empty] | 999.1779 | 1086.9022
TRANSPORT
| 24 | km-panel van |  |  |  |  | 561.7321 | 657.2577
| 2 | hour-panel van |  |  |  |  | 409.1231 | 478.6967
[7 empty] | 970.8553 | 1135.9544
[7 empty] | 9565.0279 | 2505.3399
| Administration Levy (Indirect Cost) |  | 10% | to a max of | 10000 |  | 956.5028 | 250.534
| Total | [5 empty] | 10521.5307 | 2755.8739
| Unit cost | [5 empty] | 10520 | 2760
[7 empty] | 0% | -73.76%
9.16.1 Charges when tampering with metering equipment - Small (commercial supply 60A - 1phase) consumer (TC)
a. Investigation, gathering of evidence and possible court appearance
[7 empty] | 2021/2022 | 2026/2027
MATERIAL (None)
LABOUR
| 2 | hour-First Eng Assistant |  |  |  |  | 684.6411 | 842.712
| 2 | hour-accountant |  |  |  |  | 684.6411 | 948.6922
| 16 | hour-accountant official |  |  |  |  | 3058.0781 | 3764.2785
| 2 | hour-Eng asst |  |  |  |  | 531.1322 | 613.6412
[6 empty] | Total | 4958.4926 | 6169.3239
ADMINISTRATION COSTS
| 1 | Photostats |  |  |  |  | 0 | 0
| 1 | Photo's |  |  |  |  | 0 | 0
| 1 | Telephone costs |  |  |  |  | 0 | 0
[6 empty] | Total | 0 | 0
b. Reinstatement of supply (60Amp 1phase meter)
| MATERIAL | [7 empty] | Stores levy
| 1 | Prepaid meter (Split) 1 phase 59A Unique Mbani |  |  |  |  | 2262.7591 | 1214.678 | #REF!
| 1 | Installation material |  |  |  |  | 271.441 | 282.4832 | #REF!
[7 empty] | 2534.2001 | 1497.1612
LABOUR
| 0 | hour-meter assistant |  |  |  |  | 0 | 0
| 0.5 | hour-artisan |  |  |  |  | 161.4261 | 175.5964
| 0.5 | hour-artisan assistant |  |  |  |  | 64.2679 | 69.9121
[7 empty] | 225.694 | 245.5085
[6 empty] | Total | 2759.8941 | 1742.6697
TRANSPORT
| 24 | km-panel van |  |  |  |  | 561.7321 | 657.2577
| 0.5 | hour-panel van |  |  |  |  | 102.2808 | 119.6742
[7 empty] | 664.0129 | 776.9319
[7 empty] | 8382.3996 | 8688.9255
| Administration Levy (Indirect Cost) |  | 10% | to a max of | 10000 |  | 838.24 | 868.8926
| Total | [5 empty] | 9220.6396 | 9557.8181
| Unit cost | [5 empty] | 9220 | 9560
[7 empty] | 0% | 3.688%
9.16.1.1 Fine for tampering TC: Normal 1Ph meter for business (including formal student housing and guest houses)
Calculated Monthly Consumption
|  | Estimate connection size | 13.8 | kVA
|  | Avarage Demand use (70% LF) | 9.66 | kVA | Flat Business Tariff IV <80A
|  | Service Charge | 0 | <
|  | Total kVA Charge | 0 | < |  | (R/kVA)
|  | Total Energy Charge | 4085.1021 | < | 2.0537 | (c/kWh)
|  | One Month Estimated Account | 4085.1021
| Fine = Calculated monthly consumption x |  | 3 |  |  |  | 12255.3064 | 12255.3064
[6 empty] | Rounded off to | 12300 | 12300
[7 empty] | 0% | 0%
9.16.2 Charges when tampering with metering equipment - Small (commercial supply 60A - 3phase) consumer (TC)
a. Investigation, gathering of evidence and possible court appearance
[7 empty] | 2021/2022 | 2026/2027
MATERIAL (None)
LABOUR
| 2 | hour-First Eng Assistant |  |  |  |  | 684.6411 | 842.712
| 2 | hour-accountant |  |  |  |  | 684.6411 | 948.6922
| 16 | hour-accountant official |  |  |  |  | 3058.0781 | 3764.2785
| 2 | hour-eng asst |  |  |  |  | 531.1322 | 613.6412
[6 empty] | Total | 4958.4926 | 6169.3239 |  | 24.42%
ADMINISTRATION COSTS
| 1 | Photostats |  |  |  |  | 0 | 0 | Stores levy
| 1 | Photo's |  |  |  |  | 0 | 0 | #REF!
| 1 | Telephone costs |  |  |  |  | 0 | 0 | #REF!
[6 empty] | Total | 0 | 0 | #REF! | #DIV/0!
b. Reinstatement of supply (60Amp 3phase meter)
MATERIAL
| 1 | METER: TIME OF USE 100 AMP |  |  |  |  | 5538.1406 | 0
| 1 | Modum for TOU meter |  |  |  |  | 3707.5418 | 338.076
| 1 | Installation material |  |  |  |  | 271.441 | 282.4832
[7 empty] | 9517.1234 | 620.5592
| #REF! |  | #REF! | to a max of | #REF! |  | 0 | 0
[7 empty] | 9517.1234 | 620.5592 |  | -93.48%
LABOUR
| 0.75 | hour-meter assistant |  |  |  |  | 96.4019 | 104.8682
| 2.85 | hour-artisan |  |  |  |  | 920.1289 | 1000.8994
| 2 | hour-artisan assistant |  |  |  |  | 257.0716 | 279.6485
[7 empty] | 1273.6023 | 1385.4161
[6 empty] | Total | 10790.7258 | 2005.9753 |  | -81.41%
TRANSPORT
| 24 | km-panel van |  |  |  |  | 561.7321 | 657.2577
| 2 | hour-panel van |  |  |  |  | 409.1231 | 478.6967
[7 empty] | 970.8553 | 1135.9544 |  | 17.01%
[7 empty] | 16720.0736 | 9311.2537
| Administration Levy (Indirect Cost) |  | 10% | to a max of | 10000 |  | 1672.0074 | 931.1254
| Total | [5 empty] | 18392.0809 | 10242.379
| Unit cost | [5 empty] | 18390 | 10240
[7 empty] | -36.28% | -44.32%
9.16.2.1 Fine for tampering: Normal 3Ph meter for business (including formal student housing and guest houses) (TC)
Calculated Monthly Consumption
|  | Estimate connection size | 41.58 | kVA
|  | Avarage Demand use (70% LF) | 29.106 | kVA | Flat Business Tariff IV <80A
|  | Service Charge | 0 | <
|  | Total kVA Charge | 0 | < |  | (R/kVA)
|  | Total Energy Charge | 13686.1205 | < | 1.9152 | (c/kWh)
|  | One Month Estimated Account | 13686.1205
| Fine = Calculated monthly consumption x |  | 3 |  |  |  | 41058.3614 | 41058.3614
[6 empty] | Rounded off to | 41100 | 41100
[7 empty] | 0% | 0%
#REF!
#REF!
9.17 Charges when tampering with metering equipment - Bulk consumer (TB)
a. Investigation, gathering of evidence and possible court appearance
[7 empty] | 2021/2022 | 2026/2027
MATERIAL (None)
LABOUR
| 2 | hour-First Eng Assistant |  |  |  |  | 684.6411 | 842.712
| 2 | hour-accountant |  |  |  |  | 684.6411 | 948.6922
| 16 | hour-accountant official |  |  |  |  | 3058.0781 | 3764.2785
| 18 | hour-Eng asst |  |  |  |  | 4780.1894 | 5522.7712
[7 empty] | 9207.5498 | 11078.4539
ADMINISTRATION COSTS
| 1 | Photostats |  |  |  |  | 0 | 0
| 1 | Photo's |  |  |  |  | 0 | 0
| 1 | Telephone costs |  |  |  |  | 0 | 0
[7 empty] | 0 | 0
b. Reinstatement of supply (Bulk meter)
MATERIAL
| 1 | METER: COMB KWH/KVA |  |  |  |  | 4982.0093 | 5401.0797
| 1 | Modum for TOU meter |  |  |  |  | 3707.5418 | 338.076
| 12.2 | Installation material |  |  |  |  | 3311.5802 | 3446.2956
[7 empty] | 12001.1314 | 9185.4513
LABOUR
| 0.75 | hour-meter assistant |  |  |  |  | 96.4019 | 104.8682
| 3.6 | hour-artisan |  |  |  |  | 1162.268 | 1264.294
| 3 | hour-artisan assistant |  |  |  |  | 385.6074 | 419.4728
[7 empty] | 1644.2773 | 1788.6349
[7 empty] | 13645.4087 | 10974.0863
TRANSPORT
| 24 | km-panel van |  |  |  |  | 561.7321 | 657.2577
| 3 | hour-panel van |  |  |  |  | 613.6847 | 718.0451
[7 empty] | 1175.4168 | 1375.3028
[7 empty] | 24028.3753 | 23427.843
| Administration Levy (Indirect Cost) |  | 10% | to a max of | 10000 |  | 2402.8375 | 2342.7843
| Total | [5 empty] | 26431.2128 | 25770.6273
| Unit cost | [5 empty] | 26430 | 25770
[7 empty] | 0% | -2.497%
9.18 Fine for tampering: Bulk Consumers <= 300kVA (TB)
Calculated Monthly Consumption
|  | Estimate connection size | 300 | kVA
|  | Avarage Demand use (70% LF) | 210 | kVA | Elecflex III - LV from miniature substations
|  | Service Charge | 1671.7533 | < | 1671.7533
|  | Total kVA Charge | 40678.9354 | < | 193.7092 | (R/kVA)
|  | Total Energy Charge | 58017.0384 | < | 1.3416 | (average c/kWh)
|  | One Month Estimated Account | 100367.727
| Fine = Calculated monthly consumption x |  | 1 |  |  |  | 100367.727 | 100367.727
[6 empty] | Rounded off to | 100000 | 100000
[7 empty] | 0% | 0%
9.18.1 Fine for tampering: Bulk Consumers >300kVA(TB)
Calculated Monthly Consumption
|  | Estimate connection size | 500 | kVA
|  | Avarage Demand use (70% LF) | 350 | kVA | Elecflex III - LV from miniature substations
|  | Service Charge | 1671.7533 | < | 1671.7533
|  | Total kVA Charge | 67798.2256 | < | 193.7092 | (R/kVA)
|  | Total Energy Charge | 96695.0639 | < | 1.3416 | (average c/kWh)
|  | One Month Estimated Account | 166165.0429
| Fine = Calculated monthly consumption x |  | 1 |  |  |  | 166165.0429 | 166165.0429
[6 empty] | Rounded off to | 170000 | 170000
[7 empty] | 0% | 0%
10. Rotating disk meter replaced - 1phase (RMR) with Prepayment meter
[7 empty] | 2021/2022 | 2026/2027
MATERIAL
| 1 | Key Pad for PP meter |  |  |  |  | 1035.8949 | 1038.9621
| 0 | Installation material |  |  |  |  | 0 | 0
[7 empty] | 1035.8949 | 1038.9621
LABOUR
| 0.5 | hour-artisan |  |  |  |  | 161.4261 | 175.5964
| 0.5 | hour-artisan assistant |  |  |  |  | 64.2679 | 69.9121
[7 empty] | 225.694 | 245.5085
TRANSPORT
| 12 | km-panel van |  |  |  |  | 280.8661 | 328.6288
| 0.5 | hour-panel van |  |  |  |  | 102.2808 | 119.6742
[7 empty] | 383.1468 | 448.303
[7 empty] | 1644.7357 | 1732.7736
| Administration Levy (Indirect Cost) |  | 10% | to a max of | 10000 |  | 164.4736 | 173.2774
| Total | [5 empty] | 1809.2093 | 1906.051
| Unit cost | [5 empty] | 1810 | 1910
[7 empty] | 0% | 5.525%
| 11. Excavations within public areas leading to damage to electricity cables, including attempts of theft |  | Estimated cost of material, Labour, Transport plus 10% |  | R10 900 plus the estimated cost of material, Labour, Transport plus 10% | R10 900 plus the estimated cost of material, Labour, Transport plus 10%
| 12. In the case of damage to a low voltage cable or line installation, or any part of the installation |  | Estimated cost of material, Labour, Transport plus 10% |  | R10 900 plus the estimated cost of material, Labour, Transport plus 10% | R10 900 plus the estimated cost of material, Labour, Transport plus 10%
| 13. Cost for damaging any 11kV cable |  | R20 000.00 per cable plus additional cost incurred of material, labour and transport plus 10% |  | R22 000.00 per cable plus additional cost incurred of material, labour and transport plus 10% | R22 000.00 per cable plus additional cost incurred of material, labour and transport plus 10%
| 14. Cost for damaging any 33kV PILC/XLPE cable |  | R40 000.00 per cable plus additional cost incurred of material, labour and transport plus 10% |  | R80 000.00 per cable plus additional cost incurred of material, labour and transport plus 10% | R80 000.00 per cable plus additional cost incurred of material, labour and transport plus 10%
| 15. Cost for damaging any 132kV PILC/XLPE cable |  | R80 000.00 per cable plus additional cost incurred of material, labour and transport plus 10% |  | R100 000.00 per cable plus additional cost incurred of material, labour and transport plus 10% | R100 000.00 per cable plus additional cost incurred of material, labour and transport plus 10%
Note on B234: Xoliswa Mbali: The general workers are not used for connections hence the R/h has been reduced
Note on B238: Xoliswa Mbali: Transport reduced to 6km totaling to 12km
Note on B259: Xoliswa Mbali: Very rare to upgrade the Primary Backbone & assist in job creating
Note on B260: Xoliswa Mbali: Very rare to upgrade the Secondary Backbone & assist in job creating
Note on B1685: Xoliswa Mbali: Removal & Replacing of the meter
Note on H1930: tk: Add % increase as per Treasury guide
Note on I1930: tk: Add % increase as per Treasury guide
Note on H2035: tk: Add % increase as per Treasury guide
Note on I2035: tk: Add % increase as per Treasury guide
Note on H2036: tk: Add % increase as per Treasury guide
Note on I2036: tk: Add % increase as per Treasury guide
Note on H2037: tk: Add % increase as per Treasury guide
Note on I2037: tk: Add % increase as per Treasury guide
Note on H2104: tk: Add % increase as per Treasury guide
Note on I2104: tk: Add % increase as per Treasury guide
Note on H2177: tk: Add % increase as per Treasury guide
Note on I2177: tk: Add % increase as per Treasury guide

## New Conn (hidden)
RESIDENTIAL & NPO ELECTRICITY SERVICES COSTS:
1. NEW CONNECTIONS:
1.1 Single phase overhead connection with Split Pre-payment meter taken from overhead network - No Ready board | [5 empty] | Urban area | Urban area
[6 empty] | 2025/2026 | 2026/2027 | Stores levy
MATERIAL
37 | 10 mm Copper Airdac cable |  |  |  |  | 369.0801 | 366.652 | #REF! | -0.6579%
2 | Strain clamp - Airdac |  |  |  |  | 32.6438 | 32.4291 | #REF! | -0.6579%
1 | METER:S/P WIRED PRE-PAID |  |  |  |  | 2156.5407 | 2142.353 | #REF! | -0.6579%
1 | Baseplate - PP only |  |  |  |  | 1268.2188 | 1259.8753 | #REF! | -0.6579%
1 | Installation material |  |  |  |  | 284.354 | 282.4832 | #REF! | -0.6579%
1 | L-Bracket |  |  |  |  | 621.0291 | 616.9434 | #REF! | -0.6579%
1 | 25 mm bend |  |  |  |  | 32.2685 | 32.0562 | #REF! | -0.6579%
[6 empty] | 4764.1352 | 4732.7922
LABOUR
0.8 | hour-artisan |  |  |  |  | 280.9542 | 280.9542
1.6 | hour-artisan assistant |  |  |  |  | 223.7188 | 223.7188
[6 empty] | 504.673 | 504.673 |  | 0%
TRANSPORT
24 | km-truck with platform |  |  |  |  | 1190.6328 | 1182.7997
1 | hour-truck with platform |  |  |  |  | 241.4315 | 239.8431
[6 empty] | 1432.0643 | 1422.6428
[6 empty] | 6700.8725 | 6660.108 |  | -0.6083%
Administration Levy (Indirect Cost) |  | 10% | to a max of | 10000 |  | 670.0873 | 666.0108
Total | [5 empty] | 7370.9598 | 7326.1188
Unit cost | [5 empty] | 7370 | 7330
[6 empty] | 32.55% | -0.5427%
1.2 Single phase overhead connection with Split Pre-payment meter taken from overhead network - With Ready board | [5 empty] | Urban area | Urban area
[6 empty] | 2025/2026 | 2026/2027 | Stores levy
MATERIAL
37 | 10 mm Copper Airdac cable |  |  |  |  | 369.0801 | 366.652
2 | Strain clamp - Airdac |  |  |  |  | 32.6438 | 32.4291
1 | METER:S/P WIRED PRE-PAID |  |  |  |  | 2156.5407 | 2142.353
1 | Ready board only |  |  |  |  | 479.9896 | 476.8317 | #REF!
1 | Installation material |  |  |  |  | 284.354 | 282.4832 | #REF!
1 | L-Bracket |  |  |  |  | 621.0291 | 616.9434 | #REF!
1 | 25 mm bend |  |  |  |  | 32.2685 | 32.0562
0.5 | One way Stubby box |  |  |  |  | 1020.9219 | 1014.2053
1 | Ready board only |  |  |  |  | 1385.3727 | 1376.2584
[6 empty] | 6382.2004 | 6340.2123
LABOUR
0.25 | hour-artisan |  |  |  |  | 87.7982 | 87.7982
0.51 | hour-artisan assistant |  |  |  |  | 71.3104 | 71.3104
[6 empty] | 159.1086 | 159.1086
TRANSPORT
24 | km-truck with platform |  |  |  |  | 1190.6328 | 1182.7997
1 | hour-truck with platform |  |  |  |  | 241.4315 | 239.8431
[6 empty] | 1432.0643 | 1422.6428
[6 empty] | 7973.3733 | 7921.9637
Administration Levy (Indirect Cost) |  | 10% | to a max of | 10000 |  | 797.3373 | 792.1964
Total | [5 empty] | 8770.7106 | 8714.16
Unit cost | [5 empty] | 8770 | 8710
[6 empty] | 8.272% | -0.6842%
1.3 Single phase underground/ovehead connection with Split Pre-payment meter taken from underground/overhead network (Flisp Housing) - With Ready board | [5 empty] | Urban area | Urban area
[6 empty] | 2025/2026 | 2026/2027 | Stores levy
MATERIAL
15 | m 16 mm x 4 Cu cable |  |  |  |  | 6264.8873 | 6223.671
0.5 | Two way Stubby box |  |  |  |  | 1081.6144 | 1074.4985
0.5 | Cement base for meter box |  |  |  |  | 1128.5442 | 1121.1195
1 | x 80 A circuit breaker (5kA) - Orange |  |  |  |  | 0 | 0 | #REF!
1 | METER:S/P WIRED PRE-PAID |  |  |  |  | 2156.5407 | 2142.353 | #REF!
1 | Installation material |  |  |  |  | 284.354 | 282.4832 | #REF!
[6 empty] | 10915.9406 | 10844.1252
LABOUR
0.25 | hour-artisan |  |  |  |  | 87.7982 | 87.7982
0.51 | hour-artisan assistant |  |  |  |  | 71.3104 | 71.3104
[6 empty] | 159.1086 | 159.1086
TRANSPORT
24 | km-truck with platform |  |  |  |  | 1190.6328 | 1182.7997
1 | hour-truck with platform |  |  |  |  | 241.4315 | 239.8431
[6 empty] | 1432.0643 | 1422.6428
Administration Levy (Indirect Cost) |  | 10% | to a max of | 10000 |  | 12507.1135 | 12425.8766
[6 empty] | 1250.7113 | 1242.5877
Total | [5 empty] | 13757.8248 | 13668.4643
Unit cost | [5 empty] | 13760 | 13670
[6 empty] | 38.99% | -0.6541%
1.4 New connection (Permanent) for Church/ Creche with NPO certificate & Proof of Title deeds paper registered with Church/Creche: Single phase Split Prepaid meter | [5 empty] | Urban area | Urban area
[6 empty] | 2025/2026 | 2026/2027 | Stores levy
MATERIAL
0.5 | Two way domestic meter box |  |  |  |  | 3610.0446 | 3586.2943 | #REF!
12 | m 16 mm x 4 Cu cable |  |  |  |  | 5011.9099 | 4978.9368 | #REF!
1 | METER:S/P WIRED PRE-PAID |  |  |  |  | 2156.5407 | 2142.353 | #REF!
1 | Installation material |  |  |  |  | 284.354 | 282.4832 | #REF!
1 | x 80 A circuit breaker (5kA) - Orange |  |  |  |  | 0 | 0
0.5 | Cement base for meter box |  |  |  |  | 1128.5442 | 1121.1195
[6 empty] | 12191.3934 | 12111.1869
LABOUR
0.23 | hour-artisan |  |  |  |  | 80.7743 | 80.7743
1.05 | hour-artisan assistant |  |  |  |  | 146.8155 | 146.8155
0.03 | hour-meter assistant |  |  |  |  | 4.1947 | 4.1947
[6 empty] | 227.5898 | 227.5898
TRANSPORT
24 | km-truck with platform |  |  |  |  | 1190.6328 | 1182.7997
1 | hour-truck with platform |  |  |  |  | 241.4315 | 239.8431
[6 empty] | 1432.0643 | 1422.6428
Administration Levy (Indirect Cost) |  | 10% | to a max of | 10000 |  | 13851.0475 | 13761.4195
[6 empty] | 1385.1048 | 1376.142
Total | [5 empty] | 15236.1523 | 15137.5615
Unit cost | [5 empty] | 15240 | 15140
[6 empty] | 10.43% | -0.6562%
1.5 Single phase domestic connection in meter box placed on stand boundary taken from underground cable network (Connection to an erf, where the development costs has been paid) - | [5 empty] | Urban area | Urban area
1.5.1 Connection in meter box, Single Phase Time of Use kWh meter | [5 empty] | Urban area | Urban area
[6 empty] | 2025/2026 | 2026/2027 | Stores levy
MATERIAL
1 | TOU kWh meter - 80- 120Amp 220/240V |  |  |  |  | 5436.8485 | 5401.0797 | #REF!
1 | x 80 A circuit breaker (5kA) - Orange |  |  |  |  | 0 | 0 | #REF!
1 | Installation material |  |  |  |  | 284.354 | 282.4832 | #REF!
[6 empty] | 5721.2025 | 5683.563
LABOUR
1 | hour-artisan |  |  |  |  | 351.1928 | 351.1928
2 | hour-artisan assistant |  |  |  |  | 279.6485 | 279.6485
[6 empty] | 630.8413 | 630.8413
TRANSPORT
24 | km-truck with platform |  |  |  |  | 1190.6328 | 1182.7997
1 | hour-truck with platform |  |  |  |  | 241.4315 | 239.8431
[6 empty] | 1432.0643 | 1422.6428
Administration Levy (Indirect Cost) |  | 10% | to a max of | 10000 |  | 7784.1081 | 7737.0471
[6 empty] | 778.4108 | 773.7047
Total | [5 empty] | 8562.5189 | 8510.7518
Unit cost | [5 empty] | 8560 | 8510
1.5.2 Connection in meter box, Single phase Split pre-payment meter | [5 empty] | Urban area | Urban area
[6 empty] | 2026/2027 | 2026/2027 | Stores levy
MATERIAL
1 | METER:S/P WIRED PRE-PAID |  |  |  |  | 2156.5407 | 2142.353 | #REF!
1 | x 80 A circuit breaker (5kA) - Orange |  |  |  |  | 0 | 0 | #REF!
1 | Installation material |  |  |  |  | 284.354 | 282.4832 | #REF!
[6 empty] | 2440.8947 | 2424.8362
LABOUR
1 | hour-artisan |  |  |  |  | 351.1928 | 351.1928
2 | hour-artisan assistant |  |  |  |  | 279.6485 | 279.6485
[6 empty] | 630.8413 | 630.8413
TRANSPORT
24 | km-truck with platform |  |  |  |  | 1190.6328 | 1182.7997
1 | hour-truck with platform |  |  |  |  | 241.4315 | 239.8431
[6 empty] | 1432.0643 | 1422.6428
[6 empty] | 4503.8003 | 4478.3203
Administration Levy (Indirect Cost) |  | 10% | to a max of | 10000 |  | 450.38 | 447.832
Total | [5 empty] | 4954.1804 | 4926.1524
Unit cost | [5 empty] | 4950 | 4930
[6 empty] | -0.6024% | -0.404%
1.6 Single phase Pre-payment meters for areas that are fully subsidised. (Grants from different departments, e.g USDG, etc) | [5 empty] | Urban area | Urban area
The cost of any of the connection alternatives may be subsidized by way of a levy on energy tariffs
provided that a pre-payment meter is opted for and the connection will be the first made on the premises
and that a grant is received from National Funds or funding is received from Council.
Only applicable to Dept of Energy funded electrification areas - | [5 empty] | 2025/2026 | 2026/2027
MATERIAL |  |  |  | Covered by Gov Grant |  | 0 | 0
LABOUR | [5 empty] | 0 | 0
1 | hour-artisan |  |  |  |  | 351.1928 | 351.1928
0.8 | hour-artisan assistant |  |  |  |  | 111.8594 | 111.8594
[6 empty] | 463.0522 | 463.0522
TRANSPORT
12 | km-panel van |  |  |  |  | 330.8052 | 328.6288
0.5 | hour-panel van |  |  |  |  | 120.4667 | 119.6742
[6 empty] | 451.2719 | 448.303
[6 empty] | 914.3241 | 911.3552
Administration Levy (Indirect Cost) |  | 10% | to a max of | 10000 |  | 91.4324 | 91.1355
Total | [5 empty] | 1005.7565 | 1002.4907
Unit cost | [5 empty] | 1010 | 1000
[6 empty] | 23.17% | -0.9901%
1.7 Subdivision (Domestic):
1.7.1 Subdivision Urban Area: A new Single Phase Split pre-payment meter for domestic connection | [5 empty] | Urban area | Urban area
[6 empty] | 2026/2027 | 2026/2027 | Stores levy
BACKBONE COST
5 | Primary Backbone - Urban |  |  |  |  | 7225.0223 | 7177.4892
5 | Secondary Backbone - MV Urban |  |  |  |  | 5534.3392 | 5497.9291
5 | LV Backbone -Urban |  |  |  |  | 8810.6956 | 8752.7305
[6 empty] | 21570.0571 | 21428.1488
MATERIAL
1 | METER:S/P WIRED PRE-PAID |  |  |  |  | 2156.5407 | 2142.353 | #REF!
1 | x 80 A circuit breaker (5kA) - Orange |  |  |  |  | 0 | 0 | #REF!
1 | Installation material |  |  |  |  | 284.354 | 282.4832 | #REF!
[6 empty] | 2440.8947 | 2424.8362
LABOUR
0.8 | hour-artisan |  |  |  |  | 280.9542 | 280.9542
1.6 | hour-artisan assistant |  |  |  |  | 223.7188 | 223.7188
[6 empty] | 504.673 | 504.673
TRANSPORT
24 | km-truck with platform |  |  |  |  | 1190.6328 | 1182.7997
1 | hour-truck with platform |  |  |  |  | 241.4315 | 239.8431
[6 empty] | 1432.0643 | 1422.6428
[6 empty] | 25947.6892 | 25780.3009
Administration Levy (Indirect Cost) |  | 10% | to a max of | 10000 |  | 2594.7689 | 2578.0301
Total | [5 empty] | 28542.4581 | 28358.331
Unit cost | [5 empty] | 28540 | 28360
[6 empty] | 12.05% | -0.6307%
1.7.2 Subdivision Pri Urban Area: New Single Phase Split pre-payment meter connection in existing 11kV overhead line or where 11kV overhead line needs to be exteded up to 350m. | [5 empty] | [Mangaung - peri urban] | [Mangaung - peri urban]
[6 empty] | 2026/2027 | 2026/2027
BACKBONE
(ADMD - kVA)
5 | Primary Backbone - Peri Urban |  |  | per kVA |  | 7225.0223 | 7177.4892
5 | Secondary Backbone - MV Peri Urban |  |  | per kVA |  | 6080.0316 | 6040.0314
5 | Secondary Backbone - LV Peri Urban |  |  | per kVA |  | 9974.1283 | 9908.509
[6 empty] | 23279.1822 | 23126.0297
MATERIAL
1 | METER:S/P WIRED PRE-PAID |  |  |  |  | 2156.5407 | 2142.353
1 | x 80 A circuit breaker (5kA) - Orange |  |  |  |  | 0 | 0
1 | Installation material |  |  |  |  | 284.354 | 282.4832
[6 empty] | 2440.8947 | 2424.8362
LABOUR
1 | hour-artisan |  |  |  |  | 351.1928 | 351.1928
2 | hour-artisan assistant |  |  |  |  | 279.6485 | 279.6485
[6 empty] | 630.8413 | 630.8413
TRANSPORT
30 | km-truck with platform |  |  |  |  | 1488.291 | 1478.4997
1 | hour-truck with platform |  |  |  |  | 241.4315 | 239.8431
[6 empty] | 1729.7225 | 1718.3428
[6 empty] | 28080.6407 | 27900.0499
Administration Levy (Indirect Cost) |  | 10% | to a max of | 10000 |  | 2808.0641 | 2790.005
Total | [5 empty] | 30888.7048 | 30690.0549
Unit cost | [5 empty] | 30890 | 30690
[6 empty] | 11.56% | -0.6475%
1.7.3 Subdivision Pri Urban Area: New Single Phase Split pre-payment meter connection in existing 11kV overhead line or where 11kV overhead line needs to be exteded up to 350m. | [5 empty] | [Regional - peri urban] | [Regional - peri urban]
[6 empty] | 2026/2027 | 2026/2027
BACKBONE
(ADMD - kVA)
5 | Secondary Backbone - MV Peri Urban |  |  | per kVA |  | 6080.0316 | 6040.0314
5 | Secondary Backbone - LV Peri Urban |  |  | per kVA |  | 9974.1283 | 9908.509
[6 empty] | 16054.1599 | 15948.5405
MATERIAL
1 | METER:S/P WIRED PRE-PAID |  |  |  |  | 2156.5407 | 2142.353
1 | x 80 A circuit breaker (5kA) - Orange |  |  |  |  | 0 | 0
1 | Installation material |  |  |  |  | 284.354 | 282.4832
[6 empty] | 2440.8947 | 2424.8362
LABOUR
1 | hour-compressor |  |  |  |  | 193.0534 | 191.7833
2 | hour-artisan assistant |  |  |  |  | 279.6485 | 279.6485
[6 empty] | 472.7019 | 471.4318
TRANSPORT
30 | km-truck with platform |  |  |  |  | 1488.291 | 1478.4997
1 | hour-truck with platform |  |  |  |  | 241.4315 | 239.8431
[6 empty] | 1729.7225 | 1718.3428
[6 empty] | 20697.4791 | 20563.1513
Administration Levy (Indirect Cost) |  | 10% | to a max of | 10000 |  | 2069.7479 | 2056.3151
Total | [5 empty] | 22767.227 | 22619.4664
Unit cost | [5 empty] | 22770 | 22620
[6 empty] | 13.15% | -0.6588%
1.7.4 Subdivision Peri Urban Area: New Three Split pre-payment meter connection on the stand boundary, where 11kV overhead line needs to be exteded up to 350m at ADMD = 7,5KVA | [5 empty] | 2025/2026 | 2026/2027
[6 empty] | Actual estimated cost plus network contribution for 7.5kVA | Actual estimated cost plus network contribution for 7.5kVA
1.8 SSEG Single Phase Time of Use kWh meter (Connection to an erf, where the development costs has been paid) | [5 empty] | Peri/Urban area | Peri/Urban area
[6 empty] | 2025/2026 | 2026/2027 | Stores levy
MATERIAL
1 | TOU kWh meter - 80- 120Amp 220/240V |  |  |  |  | 5436.8485 | 5401.0797 | #REF!
1 | x 80 A circuit breaker (5kA) - Orange |  |  |  |  | 0 | 0 | #REF!
1 | Installation material |  |  |  |  | 284.354 | 282.4832 | #REF!
[6 empty] | 5721.2025 | 5683.563
LABOUR
1 | hour-artisan |  |  |  |  | 351.1928 | 351.1928
2 | hour-artisan assistant |  |  |  |  | 279.6485 | 279.6485
[6 empty] | 630.8413 | 630.8413
TRANSPORT
24 | km-truck with platform |  |  |  |  | 1190.6328 | 1182.7997
1 | hour-truck with platform |  |  |  |  | 241.4315 | 239.8431
[6 empty] | 1432.0643 | 1422.6428
[6 empty] | 7784.1081 | 7737.0471
Administration Levy (Indirect Cost) |  | 10% | to a max of | 10000 |  | 778.4108 | 773.7047
Total | [5 empty] | 8562.5189 | 8510.7518
Unit cost | [5 empty] | 8560 | 8510
[6 empty] | -0.2331% | -0.5841%
1.9 Single phase Peri-Urban domestic connection with TOU kWh meter. Supplied by 25kVA single phase transformer (80A) from 11kV overhead line (where an 11kV line exists and is within the first 350m) | [5 empty] | [Mangaung - peri urban area] | [Mangaung - peri urban area]
[6 empty] | 2026/2027 | 2026/2027 | Stores levy
BACKBONE
(ADMD - kVA)
5 | Primary Backbone - Peri Urban |  |  | per kVA |  | 7225.0223 | 7177.4892
5 | Secondary Backbone - MV Peri Urban |  |  | per kVA |  | 6080.0316 | 6040.0314
5 | Secondary Backbone - LV Peri Urban |  |  | per kVA |  | 9974.1283 | 9908.509
[6 empty] | 23279.1822 | 23126.0297
MATERIAL
1 | METER: TIME OF USE 100 AMP |  |  |  |  | 0 | 0 | #REF!
1 | x 80 A circuit breaker (5kA) - Orange |  |  |  |  | 0 | 0 | #REF!
1 | Installation material |  |  |  |  | 284.354 | 282.4832 | #REF!
[6 empty] | 284.354 | 282.4832
LABOUR
4 | hour-artisan |  |  |  |  | 1404.7711 | 1404.7711
8 | hour-artisan assistant |  |  |  |  | 1118.5941 | 1118.5941
[6 empty] | 2523.3651 | 2523.3651
TRANSPORT
30 | km-truck with platform |  |  |  |  | 1488.291 | 1478.4997
4 | hour-truck with platform |  |  |  |  | 965.7259 | 959.3725
[6 empty] | 2454.017 | 2437.8721
[6 empty] | 28540.9183 | 28369.7502
Administration Levy (Indirect Cost) |  | 10% | to a max of | 10000 | Total | 2854.0918 | 2836.975
Total | [5 empty] | 31395.0101 | 31206.7252
Unit cost | [5 empty] | 31400 | 31210
[6 empty] | -12.75% | -0.6051%
1.10 Single phase Peri-Urban domestic connection - Prepayment meter. - Supplied by 25kVA single phase Trfr (80A) from 11kV overhead line (where an 11kV line exists and is within the first 350m) | [5 empty] | [Regional - peri urban area] | [Regional - peri urban area]
[6 empty] | 2026/2027 | 2026/2027 | Stores levy
BACKBONE
(ADMD - kVA)
5 | Secondary Backbone - MV Peri Urban |  |  | per kVA |  | 6080.0316 | 6040.0314
5 | Secondary Backbone - LV Peri Urban |  |  | per kVA |  | 9974.1283 | 9908.509
[6 empty] | 16054.1599 | 15948.5405
MATERIAL
1 | METER:S/P WIRED PRE-PAID |  |  |  |  | 2156.5407 | 2142.353 | #REF!
1 | x 80 A circuit breaker (5kA) - Orange |  |  |  |  | 0 | 0 | #REF!
1 | Installation material |  |  |  |  | 284.354 | 282.4832 | #REF!
[6 empty] | 2440.8947 | 2424.8362
LABOUR
2 | hour-artisan |  |  |  |  | 702.3855 | 702.3855
8 | hour-artisan assistant |  |  |  |  | 1118.5941 | 1118.5941
[6 empty] | 1820.9796 | 1820.9796
TRANSPORT
30 | km-truck with platform |  |  |  |  | 1488.291 | 1478.4997
2 | hour-truck with platform |  |  |  |  | 482.863 | 479.6862
[6 empty] | 1971.154 | 1958.1859
[6 empty] | 22287.1883 | 22152.5422
Administration Levy (Indirect Cost) |  | 10% | to a max of | 10000 | Total | 2228.7188 | 2215.2542
Total | [5 empty] | 24515.9071 | 24367.7964
Unit cost | [5 empty] | 24520 | 24370
[6 empty] | -39.4% | -0.6117%
1.11 Additional Meters Peri-Urban Area: 1x 1ph Split pre-paid meter connection- limited up to 200kVA, LV per Erf. If more than one (1) meter is reuested, a cost estimate will be done. | [5 empty] | [Peri - urban area] | [Peri - urban area]
[6 empty] | 2026/2027 | 2026/2027
MATERIAL
1 | METER:S/P WIRED PRE-PAID |  |  |  |  | 2156.5407 | 2142.353
1 | x 80 A circuit breaker (5kA) - Orange |  |  |  |  | 0 | 0
1 | Installation material |  |  |  |  | 284.354 | 282.4832
[6 empty] | 2440.8947 | 2424.8362
LABOUR
0.8 | hour-artisan |  |  |  |  | 280.9542 | 280.9542
1.6 | hour-artisan assistant |  |  |  |  | 223.7188 | 223.7188
[6 empty] | 504.673 | 504.673
TRANSPORT
12 | km-truck with platform |  |  |  |  | 595.3164 | 591.3999
1 | hour-truck with platform |  |  |  |  | 241.4315 | 239.8431
[6 empty] | 836.7479 | 831.243
[6 empty] | 3782.3157 | 3760.7522
Administration Levy (Indirect Cost) |  | 10% | to a max of | 10000 |  | 378.2316 | 376.0752
Total | [5 empty] | 4160.5472 | 4136.8274
Unit cost | [5 empty] | 4160 | 4140
[6 empty] | -32.66% | -0.4808%
1.12 Additional Meters Urban Area: 1x 1ph Split pre-paid meter connection- limited up to 500kVA, LV per Erf. If more than one (1) meter is reuested, a cost estimate will be done. | [5 empty] | [Urban area] | [Urban area]
[6 empty] | 2026/2027 | 2026/2027
MATERIAL
1 | SPB1 Pole box |  |  |  |  | 488.9183 | 485.7017
4 | Suspension clamp for Airdac |  |  |  |  | 68.245 | 67.796
1 | Current transformers for LV metering (Not sure) |  |  |  |  | 0 | 0
[6 empty] | 557.1632 | 553.4977
LABOUR
3 | hour-artisan |  |  |  |  | 1053.5783 | 1053.5783
1.6 | hour-artisan assistant |  |  |  |  | 223.7188 | 223.7188
[6 empty] | 1277.2971 | 1277.2971
TRANSPORT
12 | km-truck with platform |  |  |  |  | 595.3164 | 591.3999
1 | hour-truck with platform |  |  |  |  | 241.4315 | 239.8431
[6 empty] | 836.7479 | 831.243
[6 empty] | 2671.2082 | 2662.0378
Administration Levy (Indirect Cost) |  | 10% | to a max of | 10000 |  | 267.1208 | 266.2038
Total | [5 empty] | 2938.3291 | 2928.2416
Unit cost | [5 empty] | 2940 | 2930
[6 empty] | 16.21% | -0.3401%
2. NEW THREE PHASE DOMESTIC CONNECTIONS
2.1 Three phase domestic connection (80A) in meter box, Time of use (TOU) meter : Connection in meter box placed on stand boundary (Connection to an erf, where the development costs has NOT been paid). | [5 empty] | [Mangaung - Urban] | [Mangaung - Urban]
[6 empty] | 2025/2026 | 2026/2027 | Stores levy
BACKBONE
(ADMD - kVA)
7.5 | Primary Backbone - Urban |  |  | per kVA |  | 10766.2338 | 10766.2338
7.5 | Secondary Backbone - LV Urban |  |  | per kVA |  | 9272.1028 | 9272.1028
7.5 | LV Backbone -Urban |  |  | per kVA |  | 3856.993 | 3856.993
[6 empty] | 23895.3296 | 23895.3296
MATERIAL
1 | METER: TIME OF USE 100 AMP |  |  |  |  | 267.25 | 0 | #REF!
1 | Modum for TOU meter |  |  |  |  | 338.076 | 338.076 | #REF!
3 | x 80 A circuit breaker (5kA) - Orange |  |  |  |  | 0 | 0 | #REF!
1 | Installation material |  |  |  |  | 282.4832 | 282.4832 | #REF!
[6 empty] | 887.8092 | 620.5592
LABOUR
2 | hour-artisan |  |  |  |  | 702.3855 | 702.3855
4 | hour-artisan assistant |  |  |  |  | 559.297 | 559.297
[6 empty] | 1261.6826 | 1261.6826
TRANSPORT
24 | km-truck with platform |  |  |  |  | 1182.7997 | 1182.7997
0.5 | hour-truck with platform |  |  |  |  | 119.9216 | 119.9216
[6 empty] | 1302.7213 | 1302.7213
Administration Levy (Indirect Cost) |  | 10% | to a max of | 10000 |  | 27347.5426 | 27080.2926
Total | [5 empty] | 2734.7543 | 2708.0293
[6 empty] | 30082.2969 | 29788.3219
Unit cost
[6 empty] | 30080 | 29790
[6 empty] | #DIV/0! | -0.9641%
2.2 Three phase domestic connection (80A) in meter box, Time of use (TOU) meter : Connection in meter box placed on stand boundary (Connection to an erf, where the development costs has NOT been paid) . | [5 empty] | [Regional - Urban] | [Regional - Urban]
[6 empty] | 2026/2027 | 2026/2027
BACKBONE
(ADMD - kVA)
7.5 | Secondary Backbone - LV Urban |  |  | per kVA |  | 9272.1028 | 9272.1028
7.5 | LV Backbone -Urban |  |  | per kVA |  | 3856.993 | 3856.993
[6 empty] | 13129.0958 | 13129.0958
MATERIAL
1 | METER: TIME OF USE 100 AMP |  |  |  |  | 0 | 0 | #REF!
0 | Modum for TOU meter |  |  |  |  | 0 | 0 | #REF!
3 | x 80 A circuit breaker (5kA) - Orange |  |  |  |  | 0 | 0 | #REF!
1 | Installation material |  |  |  |  | 282.4832 | 282.4832 | #REF!
[6 empty] | 282.4832 | 282.4832
LABOUR
2 | hour-artisan |  |  |  |  | 702.3855 | 702.3855
2 | hour-artisan assistant |  |  |  |  | 279.6485 | 279.6485
[6 empty] | 1964.0681 | 982.034
TRANSPORT
24 | km-truck with platform |  |  |  |  | 1182.7997 | 1182.7997
2 | hour-truck with platform |  |  |  |  | 479.6862 | 479.6862
[6 empty] | 1662.486 | 1662.486
[6 empty] | 17038.1331 | 16056.099
Administration Levy (Indirect Cost) |  | 10% | to a max of | 10000 |  | 1703.8133 | 1605.6099
Total | [5 empty] | 18741.9464 | 17661.7089
Unit cost |  |  |  |  | 8130 | 18740 | 17660
[6 empty] | 130.5% | -5.763%
2.3 SSEG Three phase domestic connection (80A) in meter box, Time of use (TOU) meter : Connection in meter box placed on stand boundary . (Connection to an erf, where the development costs has NOT been paid). | [5 empty] | [Mangaung - Urban] | [Mangaung - Urban]
[6 empty] | 2026/2027 | 2026/2027
BACKBONE
(ADMD - kVA)
7.5 | Primary Backbone - Urban |  |  | per kVA |  | 10766.2338 | 10766.2338
7.5 | Secondary Backbone - LV Urban |  |  | per kVA |  | 9272.1028 | 9272.1028
7.5 | LV Backbone -Urban |  |  | per kVA |  | 3856.993 | 3856.993
[6 empty] | 23895.3296 | 23895.3296
MATERIAL
1 | METER: TIME OF USE 100 AMP |  |  |  |  | 267.25 | 0
0 | Modum for TOU meter |  |  |  |  | 0 | 0
3 | x 80 A circuit breaker (5kA) - Orange |  |  |  |  | 0 | 0
1 | Installation material |  |  |  |  | 282.4832 | 282.4832
[6 empty] | 549.7332 | 282.4832
LABOUR
2 | hour-artisan |  |  |  |  | 702.3855 | 702.3855
4 | hour-artisan assistant |  |  |  |  | 559.297 | 559.297
[6 empty] | 1261.6826 | 1261.6826
TRANSPORT
24 | km-truck with platform |  |  |  |  | 1182.7997 | 1182.7997
0.5 | hour-truck with platform |  |  |  |  | 119.9216 | 119.9216
[6 empty] | 1302.7213 | 1302.7213
Administration Levy (Indirect Cost) |  | 10% | to a max of | 10000 |  | 27009.4667 | 26742.2167
Total | [5 empty] | 2700.9467 | 2674.2217
[6 empty] | 29710.4134 | 29416.4384
Unit cost
[6 empty] | 29710 | 29420
[6 empty] | #DIV/0! | -0.9761%
2.4 SSEG Three phase domestic connection (80A) in meter box, Time of use (TOU) meter : Connection in meter box placed on stand boundary taken from (Connection to an erf, where the development costs has NOT been paid). | [5 empty] | [Regional - Urban area] | [Regional - Urban area]
[6 empty] | 2026/2027 | 2026/2027
BACKBONE
(ADMD - kVA)
7.5 | Secondary Backbone - LV Urban |  |  | per kVA |  | 9272.1028 | 9272.1028
7.5 | LV Backbone -Urban |  |  | per kVA |  | 3856.993 | 3856.993
[6 empty] | 13129.0958 | 13129.0958
MATERIAL
1 | METER: TIME OF USE 100 AMP |  |  |  |  | 0 | 0
1 | Modum for TOU meter |  |  |  |  | 338.076 | 338.076
3 | x 80 A circuit breaker (5kA) - Orange |  |  |  |  | 0 | 0
1 | Installation material |  |  |  |  | 282.4832 | 282.4832
[6 empty] | 620.5592 | 620.5592
LABOUR
3 | hour-artisan |  |  |  |  | 1053.5783 | 1053.5783
3 | hour-artisan assistant |  |  |  |  | 419.4728 | 419.4728
[6 empty] | 2946.1021 | 1473.0511
TRANSPORT
24 | km-truck with platform |  |  |  |  | 1182.7997 | 1182.7997
3 | hour-truck with platform |  |  |  |  | 719.5294 | 719.5294
[6 empty] | 1902.3291 | 1902.3291
[6 empty] | 18598.0862 | 17125.0351
Administration Levy (Indirect Cost) |  | 10% | to a max of | 10000 |  | 1859.8086 | 1712.5035
Total | [5 empty] | 20457.8948 | 18837.5386
Unit cost |  |  |  |  | 8130 | 20460 | 18840
[6 empty] | 151.7% | -7.918%
2.5 Three phase domestic connection in meter box, Split pre-payment meter (Connection to an erf, where the development costs has NOT been paid) | [5 empty] | [Mangaung - Urban] | [Mangaung - Urban]
[6 empty] | 2026/2027 | 2026/2027
BACKBONE
7.5 | Primary Backbone - Urban |  |  | per kVA |  | 10766.2338 | 10766.2338
7.5 | Secondary Backbone - LV Urban |  |  | per kVA |  | 9272.1028 | 9272.1028
7.5 | LV Backbone -Urban |  |  | per kVA |  | 3856.993 | 3856.993
[6 empty] | 23895.3296 | 23895.3296
MATERIAL
1 | Prepaid meter (Split) 3 phase - |  |  |  |  | 0 | 0
3 | x 80 A circuit breaker (5kA) - Orange |  |  |  |  | 0 | 0
1 | Cable clamp (Clampex) - K26 |  |  |  |  | 1423.241 | 1423.241
1 | Installation material |  |  |  |  | 282.4832 | 282.4832
[6 empty] | 1705.7243 | 1705.7243
LABOUR
1 | hour-artisan |  |  |  |  | 351.1928 | 351.1928
1 | hour-artisan assistant |  |  |  |  | 139.8243 | 139.8243
[6 empty] | 491.017 | 491.017
TRANSPORT
24 | km-truck with platform |  |  |  |  | 1182.7997 | 1182.7997
1 | hour-truck with platform |  |  |  |  | 239.8431 | 239.8431
[6 empty] | 1422.6428 | 1422.6428
[6 empty] | 27514.7137 | 27514.7137
Administration Levy (Indirect Cost) |  | 10% | to a max of | 10000 |  | 2751.4714 | 2751.4714
Total | [5 empty] | 30266.1851 | 30266.1851
Unit cost | [5 empty] | 30270 | 30270
[6 empty] | #DIV/0! | 0%
2.6 Three phase domestic connection in meter box, Split pre-payment meter. (Connection to an erf, where the development costs has NOT been paid) | [5 empty] | [Regional - Urban] | [Regional - Urban]
[6 empty] | 2026/2027 | 2026/2027
BACKBONE
(ADMD - kVA)
7.5 | Secondary Backbone - LV Urban |  |  | per kVA |  | 9272.1028 | 9272.1028
7.5 | LV Backbone -Urban |  |  | per kVA |  | 3856.993 | 3856.993
[6 empty] | 13129.0958 | 13129.0958
MATERIAL
1 | Prepaid meter (Split) 3 phase - |  |  |  |  | 0 | 0
3 | x 80 A circuit breaker (5kA) - Orange |  |  |  |  | 0 | 0
1 | Cable clamp (Clampex) - K26 |  |  |  |  | 1423.241 | 1423.241
1 | Installation material |  |  |  |  | 282.4832 | 282.4832
[6 empty] | 1705.7243 | 1705.7243
LABOUR
1 | hour-artisan |  |  |  |  | 351.1928 | 351.1928
1 | hour-artisan assistant |  |  |  |  | 139.8243 | 139.8243
[6 empty] | 491.017 | 491.017
TRANSPORT
24 | km-truck with platform |  |  |  |  | 1182.7997 | 1182.7997
1 | hour-truck with platform |  |  |  |  | 239.8431 | 239.8431
[6 empty] | 1422.6428 | 1422.6428
[6 empty] | 16748.4799 | 16748.4799
Administration Levy (Indirect Cost) |  | 10% | to a max of | 10000 |  | 1674.848 | 1674.848
Total | [5 empty] | 18423.3279 | 18423.3279
Unit cost | [5 empty] | 18420 | 18420
2.7 Three phase domestic connection (80A) in meter box, Time of use (TOU) meter : Connection in meter box placed on stand boundary (Connection to an erf, where the development costs has been paid [5kVA]). | [5 empty] | [Mangaung - Urban] | [Mangaung - Urban]
[6 empty] | 2026/2027 | 2026/2027
BACKBONE
(ADMD - kVA)
2.5 | Primary Backbone - Urban |  |  | per kVA |  | 3588.7446 | 3588.7446
2.5 | Secondary Backbone - LV Urban |  |  | per kVA |  | 3090.7009 | 3090.7009
2.5 | LV Backbone -Urban |  |  | per kVA |  | 1285.6643 | 1285.6643
[6 empty] | 7965.1099 | 7965.1099
MATERIAL
1 | METER: TIME OF USE 100 AMP |  |  |  |  | 0 | 0
0 | Modum for TOU meter |  |  |  |  | 0 | 0
3 | x 80 A circuit breaker (5kA) - Orange |  |  |  |  | 0 | 0
1 | Installation material |  |  |  |  | 282.4832 | 282.4832
[6 empty] | 282.4832 | 282.4832
LABOUR
2 | hour-artisan |  |  |  |  | 702.3855 | 702.3855
4 | hour-artisan assistant |  |  |  |  | 559.297 | 559.297
[6 empty] | 1261.6826 | 1261.6826
TRANSPORT
24 | km-truck with platform |  |  |  |  | 1182.7997 | 1182.7997
0.5 | hour-truck with platform |  |  |  |  | 119.9216 | 119.9216
[6 empty] | 1302.7213 | 1302.7213
Administration Levy (Indirect Cost) |  | 10% | to a max of | 10000 |  | 10811.997 | 10811.997
Total | [5 empty] | 1081.1997 | 1081.1997
[6 empty] | 11893.1967 | 11893.1967
Unit cost
[6 empty] | 11890 | 11890
[6 empty] | #DIV/0! | 0%
2.8 Three phase domestic connection (80A) in meter box, Time of use (TOU) meter : Connection in meter box placed on stand boundary (Connection to an erf, where the development costs has been paid [5kVA]). | [5 empty] | [Regional - Urban] | [Regional - Urban]
[6 empty] | 2026/2027 | 2026/2027
BACKBONE
(ADMD - kVA)
2.5 | Secondary Backbone - LV Urban |  |  | per kVA |  | 3090.7009 | 3090.7009
2.5 | LV Backbone -Urban |  |  | per kVA |  | 1285.6643 | 1285.6643
[6 empty] | 4376.3653 | 4376.3653
MATERIAL
1 | METER: TIME OF USE 100 AMP |  |  |  |  | 0 | 0
0 | Modum for TOU meter |  |  |  |  | 0 | 0
3 | x 80 A circuit breaker (5kA) - Orange |  |  |  |  | 0 | 0
1 | Installation material |  |  |  |  | 282.4832 | 282.4832
[6 empty] | 282.4832 | 282.4832
LABOUR
2 | hour-artisan |  |  |  |  | 702.3855 | 702.3855
2 | hour-artisan assistant |  |  |  |  | 279.6485 | 279.6485
[6 empty] | 1964.0681 | 982.034
TRANSPORT
24 | km-truck with platform |  |  |  |  | 1182.7997 | 1182.7997
2 | hour-truck with platform |  |  |  |  | 479.6862 | 479.6862
[6 empty] | 1662.486 | 1662.486
[6 empty] | 8285.4026 | 7303.3685
Administration Levy (Indirect Cost) |  | 10% | to a max of | 10000 |  | 828.5403 | 730.3369
Total | [5 empty] | 9113.9428 | 8033.7054
Unit cost |  |  |  |  | 8130 | 9110 | 8030
[6 empty] | 12.05% | -11.86%
2.9 SSEG Three phase domestic connection (80A) in meter box, Time of use (TOU) meter : Connection in meter box placed on stand boundary . (Connection to an erf, where the development costs has been paid [5kVA]). | [5 empty] | [Mangaung - Urban] | [Mangaung - Urban]
[6 empty] | 2026/2027 | 2026/2027
BACKBONE
(ADMD - kVA)
2.5 | Primary Backbone - Urban |  |  | per kVA |  | 3588.7446 | 3588.7446
2.5 | Secondary Backbone - LV Urban |  |  | per kVA |  | 3090.7009 | 3090.7009
2.5 | LV Backbone -Urban |  |  | per kVA |  | 1285.6643 | 1285.6643
[6 empty] | 7965.1099 | 7965.1099
MATERIAL
1 | METER: TIME OF USE 100 AMP |  |  |  |  | 0 | 0
0 | Modum for TOU meter |  |  |  |  | 0 | 0
3 | x 80 A circuit breaker (5kA) - Orange |  |  |  |  | 0 | 0
1 | Installation material |  |  |  |  | 282.4832 | 282.4832
[6 empty] | 282.4832 | 282.4832
LABOUR
2 | hour-artisan |  |  |  |  | 702.3855 | 702.3855
4 | hour-artisan assistant |  |  |  |  | 559.297 | 559.297
[6 empty] | 1261.6826 | 1261.6826
TRANSPORT
24 | km-truck with platform |  |  |  |  | 1182.7997 | 1182.7997
0.5 | hour-truck with platform |  |  |  |  | 119.9216 | 119.9216
[6 empty] | 1302.7213 | 1302.7213
Administration Levy (Indirect Cost) |  | 10% | to a max of | 10000 |  | 10811.997 | 10811.997
Total | [5 empty] | 1081.1997 | 1081.1997
[6 empty] | 11893.1967 | 11893.1967
Unit cost
[6 empty] | 11890 | 11890
[6 empty] | #DIV/0! | 0%
2.10 SSEG Three phase domestic connection (80A) in meter box, Time of use (TOU) meter : Connection in meter box placed on stand boundary taken from (Connection to an erf, where the development costs has been paid [5kVA]). | [5 empty] | [Regional - Urban area] | [Regional - Urban area]
[6 empty] | 2026/2027 | 2026/2027
BACKBONE
(ADMD - kVA)
2.5 | Secondary Backbone - LV Urban |  |  | per kVA |  | 3090.7009 | 3090.7009
2.5 | LV Backbone -Urban |  |  | per kVA |  | 1285.6643 | 1285.6643
[6 empty] | 4376.3653 | 4376.3653
MATERIAL
1 | METER: TIME OF USE 100 AMP |  |  |  |  | 0 | 0
3 | x 80 A circuit breaker (5kA) - Orange |  |  |  |  | 0 | 0
1 | Installation material |  |  |  |  | 282.4832 | 282.4832
[6 empty] | 282.4832 | 282.4832
LABOUR
2 | hour-artisan |  |  |  |  | 702.3855 | 702.3855
2 | hour-artisan assistant |  |  |  |  | 279.6485 | 279.6485
[6 empty] | 1964.0681 | 982.034
TRANSPORT
24 | km-truck with platform |  |  |  |  | 1182.7997 | 1182.7997
2 | hour-truck with platform |  |  |  |  | 479.6862 | 479.6862
[6 empty] | 1662.486 | 1662.486
[6 empty] | 8285.4026 | 7303.3685
Administration Levy (Indirect Cost) |  | 10% | to a max of | 10000 |  | 828.5403 | 730.3369
Total | [5 empty] | 9113.9428 | 8033.7054
Unit cost |  |  |  |  | 8130 | 9110 | 8030
[6 empty] | 12.05% | -11.86%
2.11 Three phase domestic connection in meter box, Split pre-payment meter (Connection to an erf, where the development costs has been paid [5kVA]). | [5 empty] | [Mangaung - Urban] | [Mangaung - Urban]
[6 empty] | 2026/2027 | 2026/2027
BACKBONE
2.5 | Primary Backbone - Urban |  |  | per kVA |  | 3588.7446 | 3588.7446
2.5 | Secondary Backbone - LV Urban |  |  | per kVA |  | 3090.7009 | 3090.7009
2.5 | LV Backbone -Urban |  |  | per kVA |  | 1285.6643 | 1285.6643
[6 empty] | 7965.1099 | 7965.1099
MATERIAL
1 | Prepaid meter (Split) 3 phase - |  |  |  |  | 0 | 0
3 | x 80 A circuit breaker (5kA) - Orange |  |  |  |  | 0 | 0
1 | Cable clamp (Clampex) - K26 |  |  |  |  | 1423.241 | 1423.241
1 | Installation material |  |  |  |  | 282.4832 | 282.4832
[6 empty] | 1705.7243 | 1705.7243
LABOUR
1 | hour-artisan |  |  |  |  | 351.1928 | 351.1928
1 | hour-artisan assistant |  |  |  |  | 139.8243 | 139.8243
[6 empty] | 491.017 | 491.017
TRANSPORT
24 | km-truck with platform |  |  |  |  | 1182.7997 | 1182.7997
1 | hour-truck with platform |  |  |  |  | 239.8431 | 239.8431
[6 empty] | 1422.6428 | 1422.6428
[6 empty] | 11584.494 | 11584.494
Administration Levy (Indirect Cost) |  | 10% | to a max of | 10000 |  | 1158.4494 | 1158.4494
Total | [5 empty] | 12742.9434 | 12742.9434
Unit cost | [5 empty] | 12740 | 12740
[6 empty] | #DIV/0! | 0%
2.12 Three phase domestic connection in meter box, Split pre-payment meter. (Connection to an erf, where the development costs has been paid [5kVA]). | [5 empty] | [Regional - Urban] | [Regional - Urban]
[6 empty] | 2026/2027 | 2026/2027
BACKBONE
(ADMD - kVA)
2.5 | Secondary Backbone - LV Urban |  |  | per kVA |  | 3090.7009 | 3090.7009
2.5 | LV Backbone -Urban |  |  | per kVA |  | 1285.6643 | 1285.6643
[6 empty] | 4376.3653 | 4376.3653
MATERIAL
1 | Prepaid meter (Split) 3 phase - |  |  |  |  | 0 | 0
3 | x 80 A circuit breaker (5kA) - Orange |  |  |  |  | 0 | 0
1 | Cable clamp (Clampex) - K26 |  |  |  |  | 1423.241 | 1423.241
1 | Installation material |  |  |  |  | 282.4832 | 282.4832
[6 empty] | 1705.7243 | 1705.7243
LABOUR
1 | hour-artisan |  |  |  |  | 351.1928 | 351.1928
1 | hour-artisan assistant |  |  |  |  | 139.8243 | 139.8243
[6 empty] | 491.017 | 491.017
TRANSPORT
24 | km-truck with platform |  |  |  |  | 1182.7997 | 1182.7997
1 | hour-truck with platform |  |  |  |  | 239.8431 | 239.8431
[6 empty] | 1422.6428 | 1422.6428
[6 empty] | 7995.7494 | 7995.7494
Administration Levy (Indirect Cost) |  | 10% | to a max of | 10000 |  | 799.5749 | 799.5749
Total | [5 empty] | 8795.3243 | 8795.3243
Unit cost | [5 empty] | 8800 | 8800
[6 empty] | #DIV/0! | 0%
2.13 Additional Meters Urban Area: 1x 3ph Split pre-paid meter connection- limited up to 500kVA, LV per Erf. If more than one (1) meter is required, a cost estimate will be done. | [5 empty] | [Urban area] | [Urban area]
[6 empty] | 2026/2027 | 2026/2027
MATERIAL
1 | Prepaid meter (Split) 3 phase - |  |  |  |  | 0 | 0
3 | x 80 A circuit breaker (5kA) - Orange |  |  |  |  | 0 | 0
1 | Cable clamp (Clampex) - K26 |  |  |  |  | 1423.241 | 1423.241
1 | Installation material |  |  |  |  | 282.4832 | 282.4832
[6 empty] | 1705.7243 | 1705.7243
LABOUR
1 | hour-artisan |  |  |  |  | 351.1928 | 351.1928
1 | hour-artisan assistant |  |  |  |  | 139.8243 | 139.8243
[6 empty] | 491.017 | 491.017
TRANSPORT
12 | km-truck with platform |  |  |  |  | 591.3999 | 591.3999
1 | hour-truck with platform |  |  |  |  | 239.8431 | 239.8431
[6 empty] | 831.243 | 831.243
[6 empty] | 3027.9843 | 3027.9843
Administration Levy (Indirect Cost) |  | 10% | to a max of | 10000 |  | 302.7984 | 302.7984
Total | [5 empty] | 3330.7827 | 3330.7827
Unit cost | [5 empty] | 3330 | 3330
[6 empty] | #DIV/0! | 0%
2.14 Additional Meters Peri-Urban Area: 1x 3ph Split pre-paid meter connection- limited up to 200kVA, LV per Erf. If more than one (1) meter is required, a cost estimate will be done. | [5 empty] | [Peri - urban area] | [Peri - urban area]
[6 empty] | 2026/2027 | 2026/2027
MATERIAL
1 | Prepaid meter (Split) 3 phase - |  |  |  |  | 0 | 0
3 | x 80 A circuit breaker (5kA) - Orange |  |  |  |  | 0 | 0
1 | Cable clamp (Clampex) - K26 |  |  |  |  | 1423.241 | 1423.241
1 | Installation material |  |  |  |  | 282.4832 | 282.4832
[6 empty] | 1705.7243 | 1705.7243
LABOUR
1 | hour-artisan |  |  |  |  | 351.1928 | 351.1928
1 | hour-artisan assistant |  |  |  |  | 139.8243 | 139.8243
[6 empty] | 491.017 | 491.017
TRANSPORT
12 | km-truck with platform |  |  |  |  | 591.3999 | 591.3999
1 | hour-truck with platform |  |  |  |  | 239.8431 | 239.8431
[6 empty] | 831.243 | 831.243
[6 empty] | 3027.9843 | 3027.9843
Administration Levy (Indirect Cost) |  | 10% | to a max of | 10000 |  | 302.7984 | 302.7984
Total | [5 empty] | 3330.7827 | 3330.7827
Unit cost | [5 empty] | 3330 | 3330
[6 empty] | #DIV/0! | 0%
2.15 Three phase domestic connection (80A) in meter box, Time of use (TOU) meter : Connection in meter box placed on stand boundary (Connection to an erf, where the development costs has NOT been paid). | [5 empty] | [Mangaung - Peri urban] | [Mangaung - Peri urban]
[6 empty] | 2026/2027 | 2026/2027
BACKBONE
(ADMD - kVA)
7.5 | Primary Backbone - Peri Urban |  |  | per kVA |  | 10766.2338 | 10766.2338
7.5 | Secondary Backbone - MV Peri Urban |  |  | per kVA |  | 9060.0471 | 9060.0471
7.5 | Secondary Backbone - LV Peri Urban |  |  | per kVA |  | 14862.7635 | 14862.7635
[6 empty] | 34689.0445 | 34689.0445
MATERIAL
1 | METER: TIME OF USE 100 AMP |  |  |  |  | 0 | 0
3 | x 80 A circuit breaker (5kA) - Orange |  |  |  |  | 0 | 0
1 | Installation material |  |  |  |  | 282.4832 | 282.4832
[6 empty] | 282.4832 | 282.4832
LABOUR
2 | hour-artisan |  |  |  |  | 702.3855 | 702.3855
4 | hour-artisan assistant |  |  |  |  | 559.297 | 559.297
[6 empty] | 1261.6826 | 1261.6826
TRANSPORT
24 | km-truck with platform |  |  |  |  | 1182.7997 | 1182.7997
0.5 | hour-truck with platform |  |  |  |  | 119.9216 | 119.9216
[6 empty] | 1302.7213 | 1302.7213
Administration Levy (Indirect Cost) |  | 10% | to a max of | 10000 |  | 37535.9316 | 37535.9316
Total | [5 empty] | 3753.5932 | 3753.5932
[6 empty] | 41289.5248 | 41289.5248
Unit cost
[6 empty] | 41290 | 41290
[6 empty] | #DIV/0! | 0%
2.16 Three phase domestic connection (80A) in meter box, Time of use (TOU) meter : Connection in meter box placed on stand boundary (Connection to an erf, where the development costs has NOT been paid) . | [5 empty] | [Regional - Peri urban] | [Regional - Peri urban]
[6 empty] | 2026/2027 | 2026/2027
BACKBONE
(ADMD - kVA)
7.5 | Secondary Backbone - LV Urban |  |  | per kVA |  | 9272.1028 | 9272.1028
7.5 | LV Backbone -Urban |  |  | per kVA |  | 3856.993 | 3856.993
[6 empty] | 13129.0958 | 13129.0958
MATERIAL
1 | METER: TIME OF USE 100 AMP |  |  |  |  | 0 | 0
3 | x 80 A circuit breaker (5kA) - Orange |  |  |  |  | 0 | 0
1 | Installation material |  |  |  |  | 282.4832 | 282.4832
[6 empty] | 282.4832 | 282.4832
LABOUR
2 | hour-artisan |  |  |  |  | 702.3855 | 702.3855
2 | hour-artisan assistant |  |  |  |  | 279.6485 | 279.6485
[6 empty] | 1964.0681 | 982.034
TRANSPORT
24 | km-truck with platform |  |  |  |  | 1182.7997 | 1182.7997
2 | hour-truck with platform |  |  |  |  | 479.6862 | 479.6862
[6 empty] | 1662.486 | 1662.486
[6 empty] | 17038.1331 | 16056.099
Administration Levy (Indirect Cost) |  | 10% | to a max of | 10000 |  | 1703.8133 | 1605.6099
Total | [5 empty] | 18741.9464 | 17661.7089
Unit cost |  |  |  |  | 8130 | 18740 | 17660
[6 empty] | 130.5% | -5.763%
2.17 SSEG Three phase domestic connection (80A) in meter box, Time of use (TOU) meter : Connection in meter box placed on stand boundary . (Connection to an erf, where the development costs has NOT been paid). | [5 empty] | [Mangaung - Peri urban] | [Mangaung - Peri urban]
[6 empty] | 2026/2027 | 2026/2027
BACKBONE
(ADMD - kVA)
7.5 | Primary Backbone - Peri Urban |  |  | per kVA |  | 10766.2338 | 10766.2338
7.5 | Secondary Backbone - MV Peri Urban |  |  | per kVA |  | 9060.0471 | 9060.0471
7.5 | Secondary Backbone - LV Peri Urban |  |  | per kVA |  | 14862.7635 | 14862.7635
[6 empty] | 34689.0445 | 34689.0445
MATERIAL
1 | METER: TIME OF USE 100 AMP |  |  |  |  | 0 | 0
3 | x 80 A circuit breaker (5kA) - Orange |  |  |  |  | 0 | 0
1 | Installation material |  |  |  |  | 282.4832 | 282.4832
[6 empty] | 282.4832 | 282.4832
LABOUR
2 | hour-artisan |  |  |  |  | 702.3855 | 702.3855
4 | hour-artisan assistant |  |  |  |  | 559.297 | 559.297
[6 empty] | 1261.6826 | 1261.6826
TRANSPORT
24 | km-truck with platform |  |  |  |  | 1182.7997 | 1182.7997
0.5 | hour-truck with platform |  |  |  |  | 119.9216 | 119.9216
[6 empty] | 1302.7213 | 1302.7213
Administration Levy (Indirect Cost) |  | 10% | to a max of | 10000 |  | 37535.9316 | 37535.9316
Total | [5 empty] | 3753.5932 | 3753.5932
[6 empty] | 41289.5248 | 41289.5248
Unit cost
[6 empty] | 41290 | 41290
[6 empty] | #DIV/0! | 0%
2.18 SSEG Three phase domestic connection (80A) in meter box, Time of use (TOU) meter : Connection in meter box placed on stand boundary taken from (Connection to an erf, where the development costs has NOT been paid). | [5 empty] | [Regional - Peri urban area] | [Regional - Peri urban area]
[6 empty] | 2026/2027 | 2026/2027
BACKBONE
(ADMD - kVA)
7.5 | Secondary Backbone - LV Urban |  |  | per kVA |  | 9272.1028 | 9272.1028
7.5 | LV Backbone -Urban |  |  | per kVA |  | 3856.993 | 3856.993
[6 empty] | 13129.0958 | 13129.0958
MATERIAL
1 | METER: TIME OF USE 100 AMP |  |  |  |  | 0 | 0
3 | x 80 A circuit breaker (5kA) - Orange |  |  |  |  | 0 | 0
1 | Installation material |  |  |  |  | 282.4832 | 282.4832
[6 empty] | 282.4832 | 282.4832
LABOUR
2 | hour-artisan |  |  |  |  | 702.3855 | 702.3855
2 | hour-artisan assistant |  |  |  |  | 279.6485 | 279.6485
[6 empty] | 1964.0681 | 982.034
TRANSPORT
24 | km-truck with platform |  |  |  |  | 1182.7997 | 1182.7997
2 | hour-truck with platform |  |  |  |  | 479.6862 | 479.6862
[6 empty] | 1662.486 | 1662.486
[6 empty] | 17038.1331 | 16056.099
Administration Levy (Indirect Cost) |  | 10% | to a max of | 10000 |  | 1703.8133 | 1605.6099
Total | [5 empty] | 18741.9464 | 17661.7089
Unit cost |  |  |  |  | 8130 | 18740 | 17660
[6 empty] | 130.5% | -5.763%
2.19 Three phase domestic connection in meter box, Split pre-payment meter (Connection to an erf, where the development costs has NOT been paid) | [5 empty] | [Mangaung - Peri urban] | [Mangaung - Peri urban]
[6 empty] | 2026/2027 | 2026/2027
BACKBONE
7.5 | Primary Backbone - Peri Urban |  |  | per kVA |  | 10766.2338 | 10766.2338
7.5 | Secondary Backbone - MV Peri Urban |  |  | per kVA |  | 9060.0471 | 9060.0471
7.5 | Secondary Backbone - LV Peri Urban |  |  | per kVA |  | 14862.7635 | 14862.7635
[6 empty] | 34689.0445 | 34689.0445
MATERIAL
1 | METER:S/P WIRED PRE-PAID |  |  |  |  | 2142.353 | 2142.353
3 | x 80 A circuit breaker (5kA) - Orange |  |  |  |  | 0 | 0
1 | Cable clamp (Clampex) - K26 |  |  |  |  | 1423.241 | 1423.241
1 | Installation material |  |  |  |  | 282.4832 | 282.4832
[6 empty] | 3848.0772 | 3848.0772
LABOUR
1 | hour-artisan |  |  |  |  | 351.1928 | 351.1928
1 | hour-artisan assistant |  |  |  |  | 139.8243 | 139.8243
[6 empty] | 491.017 | 491.017
TRANSPORT
24 | km-truck with platform |  |  |  |  | 1182.7997 | 1182.7997
1 | hour-truck with platform |  |  |  |  | 239.8431 | 239.8431
[6 empty] | 1422.6428 | 1422.6428
[6 empty] | 40450.7816 | 40450.7816
Administration Levy (Indirect Cost) |  | 10% | to a max of | 10000 |  | 4045.0782 | 4045.0782
Total | [5 empty] | 44495.8598 | 44495.8598
Unit cost | [5 empty] | 44500 | 44500
[6 empty] | #DIV/0! | 0%
2.20 Three phase domestic connection in meter box, Split pre-payment meter. (Connection to an erf, where the development costs has NOT been paid) | [5 empty] | [Regional - Peri urban] | [Regional - Peri urban]
[6 empty] | 2026/2027 | 2026/2027
BACKBONE
(ADMD - kVA)
7.5 | Secondary Backbone - MV Peri Urban |  |  | per kVA |  | 9060.0471 | 9060.0471
7.5 | Secondary Backbone - LV Peri Urban |  |  | per kVA |  | 14862.7635 | 14862.7635
[6 empty] | 23922.8107 | 23922.8107
MATERIAL
1 | METER:S/P WIRED PRE-PAID |  |  |  |  | 2142.353 | 2142.353
3 | x 80 A circuit breaker (5kA) - Orange |  |  |  |  | 0 | 0
1 | Cable clamp (Clampex) - K26 |  |  |  |  | 1423.241 | 1423.241
1 | Installation material |  |  |  |  | 282.4832 | 282.4832
[6 empty] | 3848.0772 | 3848.0772
LABOUR
1 | hour-artisan |  |  |  |  | 351.1928 | 351.1928
1 | hour-artisan assistant |  |  |  |  | 139.8243 | 139.8243
[6 empty] | 491.017 | 491.017
TRANSPORT
24 | km-truck with platform |  |  |  |  | 1182.7997 | 1182.7997
1 | hour-truck with platform |  |  |  |  | 239.8431 | 239.8431
[6 empty] | 1422.6428 | 1422.6428
[6 empty] | 29684.5478 | 29684.5478
Administration Levy (Indirect Cost) |  | 10% | to a max of | 10000 |  | 2968.4548 | 2968.4548
Total | [5 empty] | 32653.0026 | 32653.0026
Unit cost | [5 empty] | 32650 | 32650
2.21 Three phase domestic connection (80A) in meter box, Time of use (TOU) meter : Connection in meter box placed on stand boundary (Connection to an erf, where the development costs has been paid [5kVA]). | [5 empty] | [Mangaung - Peri urban] | [Mangaung - Peri urban]
[6 empty] | 2026/2027 | 2026/2027
BACKBONE
(ADMD - kVA)
2.5 | Primary Backbone - Peri Urban |  |  | per kVA |  | 3588.7446 | 3588.7446
2.5 | Secondary Backbone - MV Peri Urban |  |  | per kVA |  | 3020.0157 | 3020.0157
2.5 | Secondary Backbone - LV Peri Urban |  |  | per kVA |  | 4954.2545 | 4954.2545
[6 empty] | 11563.0148 | 11563.0148
MATERIAL
1 | METER: TIME OF USE 100 AMP |  |  |  |  | 0 | 0
3 | x 80 A circuit breaker (5kA) - Orange |  |  |  |  | 0 | 0
1 | Installation material |  |  |  |  | 282.4832 | 282.4832
[6 empty] | 282.4832 | 282.4832
LABOUR
2 | hour-artisan |  |  |  |  | 702.3855 | 702.3855
4 | hour-artisan assistant |  |  |  |  | 559.297 | 559.297
[6 empty] | 1261.6826 | 1261.6826
TRANSPORT
24 | km-truck with platform |  |  |  |  | 1182.7997 | 1182.7997
0.5 | hour-truck with platform |  |  |  |  | 119.9216 | 119.9216
[6 empty] | 1302.7213 | 1302.7213
Administration Levy (Indirect Cost) |  | 10% | to a max of | 10000 |  | 14409.9019 | 14409.9019
Total | [5 empty] | 1440.9902 | 1440.9902
[6 empty] | 15850.8921 | 15850.8921
Unit cost
[6 empty] | 15850 | 15850
[6 empty] | #DIV/0! | 0%
2.22 Three phase domestic connection (80A) in meter box, Time of use (TOU) meter : Connection in meter box placed on stand boundary (Connection to an erf, where the development costs has been paid [5kVA]). | [5 empty] | [Regional - Peri urban] | [Regional - Peri urban]
[6 empty] | 2026/2027 | 2026/2027
BACKBONE
(ADMD - kVA)
2.5 | Secondary Backbone - MV Peri Urban |  |  | per kVA |  | 3020.0157 | 3020.0157
2.5 | Secondary Backbone - LV Peri Urban |  |  | per kVA |  | 4954.2545 | 4954.2545
[6 empty] | 7974.2702 | 7974.2702
MATERIAL
1 | METER: TIME OF USE 100 AMP |  |  |  |  | 0 | 0
3 | x 80 A circuit breaker (5kA) - Orange |  |  |  |  | 0 | 0
1 | Installation material |  |  |  |  | 282.4832 | 282.4832
[6 empty] | 282.4832 | 282.4832
LABOUR
2 | hour-artisan |  |  |  |  | 702.3855 | 702.3855
2 | hour-artisan assistant |  |  |  |  | 279.6485 | 279.6485
[6 empty] | 1964.0681 | 982.034
TRANSPORT
24 | km-truck with platform |  |  |  |  | 1182.7997 | 1182.7997
2 | hour-truck with platform |  |  |  |  | 479.6862 | 479.6862
[6 empty] | 1662.486 | 1662.486
[6 empty] | 11883.3075 | 10901.2735
Administration Levy (Indirect Cost) |  | 10% | to a max of | 10000 |  | 1188.3308 | 1090.1273
Total | [5 empty] | 13071.6383 | 11991.4008
Unit cost |  |  |  |  | 8130 | 13070 | 11990
[6 empty] | 60.76% | -8.263%
2.23 SSEG Three phase domestic connection (80A) in meter box, Time of use (TOU) meter : Connection in meter box placed on stand boundary . (Connection to an erf, where the development costs has been paid [5kVA]). | [5 empty] | [Mangaung - Peri urban] | [Mangaung - Peri urban]
[6 empty] | 2026/2027 | 2026/2027
BACKBONE
(ADMD - kVA)
2.5 | Primary Backbone - Peri Urban |  |  | per kVA |  | 3588.7446 | 3588.7446
2.5 | Secondary Backbone - MV Peri Urban |  |  | per kVA |  | 3020.0157 | 3020.0157
2.5 | Secondary Backbone - LV Peri Urban |  |  | per kVA |  | 4954.2545 | 4954.2545
[6 empty] | 11563.0148 | 11563.0148
MATERIAL
1 | METER: TIME OF USE 100 AMP |  |  |  |  | 0 | 0
3 | x 80 A circuit breaker (5kA) - Orange |  |  |  |  | 0 | 0
1 | Installation material |  |  |  |  | 282.4832 | 282.4832
[6 empty] | 282.4832 | 282.4832
LABOUR
2 | hour-artisan |  |  |  |  | 702.3855 | 702.3855
4 | hour-artisan assistant |  |  |  |  | 559.297 | 559.297
[6 empty] | 1261.6826 | 1261.6826
TRANSPORT
24 | km-truck with platform |  |  |  |  | 1182.7997 | 1182.7997
0.5 | hour-truck with platform |  |  |  |  | 119.9216 | 119.9216
[6 empty] | 1302.7213 | 1302.7213
Administration Levy (Indirect Cost) |  | 10% | to a max of | 10000 |  | 14409.9019 | 14409.9019
Total | [5 empty] | 1440.9902 | 1440.9902
[6 empty] | 15850.8921 | 15850.8921
Unit cost
[6 empty] | 15850 | 15850
[6 empty] | #DIV/0! | 0%
2.24 SSEG Three phase domestic connection (80A) in meter box, Time of use (TOU) meter : Connection in meter box placed on stand boundary taken from (Connection to an erf, where the development costs has been paid [5kVA]). | [5 empty] | [Regional - Peri urban area] | [Regional - Peri urban area]
[6 empty] | 2026/2027 | 2026/2027
BACKBONE
(ADMD - kVA)
2.5 | Secondary Backbone - MV Peri Urban |  |  | per kVA |  | 3020.0157 | 3020.0157
2.5 | Secondary Backbone - LV Peri Urban |  |  | per kVA |  | 4954.2545 | 4954.2545
[6 empty] | 7974.2702 | 7974.2702
MATERIAL
1 | METER: TIME OF USE 100 AMP |  |  |  |  | 0 | 0
3 | x 80 A circuit breaker (5kA) - Orange |  |  |  |  | 0 | 0
1 | Installation material |  |  |  |  | 282.4832 | 282.4832
[6 empty] | 282.4832 | 282.4832
LABOUR
2 | hour-artisan |  |  |  |  | 702.3855 | 702.3855
2 | hour-artisan assistant |  |  |  |  | 279.6485 | 279.6485
[6 empty] | 1964.0681 | 982.034
TRANSPORT
24 | km-truck with platform |  |  |  |  | 1182.7997 | 1182.7997
2 | hour-truck with platform |  |  |  |  | 479.6862 | 479.6862
[6 empty] | 1662.486 | 1662.486
[6 empty] | 11883.3075 | 10901.2735
Administration Levy (Indirect Cost) |  | 10% | to a max of | 10000 |  | 1188.3308 | 1090.1273
Total | [5 empty] | 13071.6383 | 11991.4008
Unit cost |  |  |  |  | 8130 | 13070 | 11990
[6 empty] | 60.76% | -8.263%
2.25 Three phase domestic connection in meter box, Split pre-payment meter (Connection to an erf, where the development costs has been paid [5kVA]). | [5 empty] | [Mangaung - Peri urban] | [Mangaung - Peri urban]
[6 empty] | 2026/2027 | 2026/2027
BACKBONE
2.5 | Primary Backbone - Peri Urban |  |  | per kVA |  | 3588.7446 | 3588.7446
2.5 | Secondary Backbone - MV Peri Urban |  |  | per kVA |  | 3020.0157 | 3020.0157
2.5 | Secondary Backbone - LV Peri Urban |  |  | per kVA |  | 4954.2545 | 4954.2545
[6 empty] | 11563.0148 | 11563.0148
MATERIAL
1 | METER:S/P WIRED PRE-PAID |  |  |  |  | 2142.353 | 2142.353
3 | x 80 A circuit breaker (5kA) - Orange |  |  |  |  | 0 | 0
1 | Cable clamp (Clampex) - K26 |  |  |  |  | 1423.241 | 1423.241
1 | Installation material |  |  |  |  | 282.4832 | 282.4832
[6 empty] | 3848.0772 | 3848.0772
LABOUR
1 | hour-artisan |  |  |  |  | 351.1928 | 351.1928
1 | hour-artisan assistant |  |  |  |  | 139.8243 | 139.8243
[6 empty] | 491.017 | 491.017
TRANSPORT
24 | km-truck with platform |  |  |  |  | 1182.7997 | 1182.7997
1 | hour-truck with platform |  |  |  |  | 239.8431 | 239.8431
[6 empty] | 1422.6428 | 1422.6428
[6 empty] | 17324.7519 | 17324.7519
Administration Levy (Indirect Cost) |  | 10% | to a max of | 10000 |  | 1732.4752 | 1732.4752
Total | [5 empty] | 19057.2271 | 19057.2271
Unit cost | [5 empty] | 19060 | 19060
[6 empty] | #DIV/0! | 0%
2.26 Three phase domestic connection in meter box, Split pre-payment meter. (Connection to an erf, where the development costs has been paid [5kVA]). | [5 empty] | [Regional - Peri urban] | [Regional - Peri urban]
[6 empty] | 2026/2027 | 2026/2027
BACKBONE
(ADMD - kVA)
2.5 | Secondary Backbone - MV Peri Urban |  |  | per kVA |  | 3020.0157 | 3020.0157
2.5 | Secondary Backbone - LV Peri Urban |  |  | per kVA |  | 4954.2545 | 4954.2545
[6 empty] | 7974.2702 | 7974.2702
MATERIAL
1 | METER: TIME OF USE 100 AMP |  |  |  |  | 0 | 0
3 | x 80 A circuit breaker (5kA) - Orange |  |  |  |  | 0 | 0
1 | Installation material |  |  |  |  | 282.4832 | 282.4832
[6 empty] | 282.4832 | 282.4832
LABOUR
1 | hour-artisan |  |  |  |  | 351.1928 | 351.1928
1 | hour-artisan assistant |  |  |  |  | 139.8243 | 139.8243
[6 empty] | 491.017 | 491.017
TRANSPORT
24 | km-truck with platform |  |  |  |  | 1182.7997 | 1182.7997
1 | hour-truck with platform |  |  |  |  | 239.8431 | 239.8431
[6 empty] | 1422.6428 | 1422.6428
[6 empty] | 10170.4133 | 10170.4133
Administration Levy (Indirect Cost) |  | 10% | to a max of | 10000 |  | 1017.0413 | 1017.0413
Total | [5 empty] | 11187.4547 | 11187.4547
Unit cost | [5 empty] | 11190 | 11190
[6 empty] | #DIV/0! | 0%
Note on B234: Xoliswa Mbali: The general workers are not used for connections hence the R/h has been reduced

## Temp Conn (hidden)
3. TEMPORARY CONNECTIONS - MAXIMUM PERIOD OF 12 MONTHS
3.1 Temporary BUILDERS underground connection - Three phase 80 Ampère Prepaid meter only. Please note: These connections would only be permitted for a maximum period of 12 months after which it will be removed by CENTLEC. (Where a trench is not longer than 12m)
[6 empty] | 2025/2026 | 2026/2027 | Stores levy
MATERIAL (No cost charged for material that can be re-used)
0.5 | Two way domestic meter box |  |  |  |  | 2023.5068 | 3586.2943 | #REF!
1 | Prepaid meter (Split) 3 phase - |  |  |  |  | 7323.5537 | 0 | #REF!
0.5 | x 80 A circuit breaker (5kA) - Orange |  |  |  |  | 97.9023 | 0 | #REF!
16 | m 16 mm x 4 Cu cable |  |  |  |  | 1414.8923 | 6638.5824 | #REF!
8 | Bandit buckle - 19mm (per pkt of 100) |  |  |  |  | 27.8066 | 2530.9595 | #REF!
3 | Bandit strap per metre - 19mm (price per rol of 30m) |  |  |  |  | 912.0092 | 106.2702 | #REF!
1 | Installation material |  |  |  |  | 271.441 | 282.4832 | #REF!
2 | Gland (Pratley No2) |  |  |  |  | 377.8459 | 0 | #REF!
[6 empty] | 12448.9577 | 13144.5897
LABOUR (for preparation of meter box)
1 | hour-artisan |  |  |  |  | 322.8522 | 351.1928
2 | hour-artisan assistant |  |  |  |  | 257.0716 | 279.6485
[6 empty] | 579.9238 | 630.8413
LABOUR (for the installation and removal of the connection)
2 | hour-artisan |  |  |  |  | 645.7045 | 702.3855
4 | hour-artisan assistant |  |  |  |  | 514.1432 | 559.297
[6 empty] | 1159.8477 | 1261.6826
TRANSPORT
24 | km-truck with platform |  |  |  |  | 1010.8921 | 1182.7997
2 | hour-truck with platform |  |  |  |  | 409.9688 | 479.6862
[6 empty] | 1420.8609 | 1662.486
DIVERSE
12 | m trench 0.6 m deep, Dig & Backfill (Internal) |  |  |  |  | 3947.0446 | 4346.2028
3 | m Additional rock per sqm (Internal) |  |  |  |  | 5782.8654 | 6428.1297
[6 empty] | 9729.91 | 10774.3326
[6 empty] | 25339.5002 | 27473.9321
Administration Levy (Indirect Cost) |  | 10% | to a max of | 10000 |  | 2533.95 | 2747.3932
Total | [5 empty] | 27873.4502 | 30221.3253
Unit cost | [5 empty] | 27870 | 30220
[6 empty] | 0% | 8.432%
3.2 Temporary connection for a special events - These temporary connections would only be permitted for Municipality approved special short term events and it would be removed afterwards
3.2.1 Temporary connection for a special event - Single phase 80Ampère P/P with over head Airdac. Applicable where NO meter box is required - Social, Cultural and community events. - Maximum 5 days Only. (Permit letter be attached from Municipality)
[6 empty] | 2025/2026 | 2026/2027 | Stores levy
MATERIAL (No cost charged for material that can be re-used)
1 | METER:S/P WIRED PRE-PAID |  |  |  |  | 2262.7591 | 2142.353 | #REF!
1 | x 80 A circuit breaker (5kA) - Orange |  |  |  |  | 195.8046 | 0 | #REF!
[6 empty] | 2458.5637 | 2142.353
LABOUR (for preparation of meter box)
1 | hour-artisan |  |  |  |  | 322.8522 | 351.1928
1 | hour-artisan assistant |  |  |  |  | 257.0716 | 139.8243
[6 empty] | 579.9238 | 491.017
LABOUR (for the installation and removal of the connection)
1 | hour-artisan |  |  |  |  | 645.7045 | 351.1928
2 | hour-artisan assistant |  |  |  |  | 514.1432 | 279.6485
[6 empty] | 1159.8477 | 630.8413
TRANSPORT
12 | km-truck with platform |  |  |  |  | 1010.8921 | 591.3999
1 | hour-truck with platform |  |  |  |  | 409.9688 | 239.8431
[6 empty] | 1420.8609 | 831.243
[6 empty] | 10995.9426 | 4095.4543
Administration Levy (Indirect Cost) |  | 10% | to a max of | 10000 |  | 1099.5943 | 409.5454
Total | [5 empty] | 12095.5368 | 4504.9997
[6 empty] | 12100 | 4500
[6 empty] | 0.1656% | -62.81%
3.2.2 Temporary connection for a special event - Three phase 80Ampère P/P with over head Airdac. Applicable where NO meter box is required - Social, Cultural and community events. - Maximum 5 days Only. (Permit letter be attached from Municipality)
[6 empty] | 2025/2026 | 2026/2027
MATERIAL (No cost charged for material that can be re-used)
0.5 | Prepaid meter (Split) 3 phase - |  |  |  |  | 2262.7591 | 0
3 | x 80 A circuit breaker (5kA) - Orange |  |  |  |  | 195.8046 | 0
[6 empty] | 2458.5637 | 0
LABOUR (for preparation of meter box)
2 | hour-artisan |  |  |  |  | 322.8522 | 702.3855
1 | hour-artisan assistant |  |  |  |  | 257.0716 | 139.8243
[6 empty] | 579.9238 | 842.2098
LABOUR (for the installation and removal of the connection)
1 | hour-artisan |  |  |  |  | 645.7045 | 351.1928
2 | hour-artisan assistant |  |  |  |  | 514.1432 | 279.6485
[6 empty] | 1159.8477 | 630.8413
TRANSPORT
24 | km-truck with platform |  |  |  |  | 1010.8921 | 1182.7997
1 | hour-truck with platform |  |  |  |  | 409.9688 | 239.8431
[6 empty] | 1420.8609 | 1422.6428
[6 empty] | 10995.9426 | 2895.6939
Administration Levy (Indirect Cost) |  | 10% | to a max of | 10000 |  | 1099.5943 | 289.5694
Total | [5 empty] | 12095.5368 | 3185.2633
[6 empty] | 12100 | 3190
[6 empty] | 0.1656% | -73.64%
3.3 Temporary connection for a special event - Single phase 80Ampère P/P- Temporary Church , temporary creches, temporary Car wash ect (where a trench is not longer than 12m) - Maximum 12 months Only. (Permit letter be attached from Municipality and only Subsidised Areas)
[6 empty] | 2025/2026 | 2026/2027
MATERIAL (No cost charged for material that can be re-used)
Stores levy
1 | Pole mounted meter box - 2way |  |  |  |  | 4047.0136 | 2148.997 | #REF!
1 | METER:S/P WIRED PRE-PAID |  |  |  |  | 7323.5537 | 2142.353 | #REF!
1 | x 80 A circuit breaker (5kA) - Orange |  |  |  |  | 587.4137 | 0 | #REF!
37 | 10 mm Copper Airdac cable |  |  |  |  | 1768.6154 | 366.652 | #REF!
1 | Strain clamp - Airdac |  |  |  |  | 27.8066 | 16.2145 | #REF!
1 | Suspension clamp for Airdac |  |  |  |  | 912.0092 | 16.949 | #REF!
2 | Staywire set (51600324 NIS) |  |  |  |  | 271.441 | 3370.1834 | #REF!
2 | Pole: 7M wooden |  |  |  |  | 377.8459 | 60.9034 | #REF!
[6 empty] | 15315.699 | 8122.2522
LABOUR (for preparation of meter box) (No Charge)
1 | hour-artisan |  |  |  |  | 322.8522 | 351.1928
2 | hour-artisan assistant |  |  |  |  | 257.0716 | 279.6485
[6 empty] | 579.9238 | 630.8413
LABOUR (for the installation and removal of the connection) (No charge)
2 | hour-artisan |  |  |  |  | 645.7045 | 702.3855
4 | hour-artisan assistant |  |  |  |  | 514.1432 | 559.297
[6 empty] | 1159.8477 | 1261.6826
TRANSPORT (No Charge)
24 | km-truck with platform |  |  |  |  | 1010.8921 | 1182.7997
2 | hour-truck with platform |  |  |  |  | 409.9688 | 479.6862
[6 empty] | 1420.8609 | 1662.486
DIVERSE (No charge)
1 | m trench 0.6 m deep, Dig & Backfill (Internal) |  |  |  |  | 3947.0446 | 362.1836
1 | m Additional rock per sqm (Internal) |  |  |  |  | 5782.8654 | 2142.7099
[6 empty] | 9729.91 | 2504.8935
[6 empty] | 28206.2415 | 14182.1555
Administration Levy (Indirect Cost) |  | 10% | to a max of | 10000 |  | 972.991 | 250.4893
Total | [5 empty] | 38909.1425 | 16937.5383
[6 empty] | 38910 | 16940
[6 empty] | 0% | -56.46%
3.4 Temporary connection for a special event - Three phase 80Ampère (Subsidised Areas) Temporary connection for a special event - Single phase 80Ampère P/P- Temporary Church , temporary creches, temporary Car wash ect (where a trench is not longer than 12m) - Maximum 12 months Only. (Permit letter be attached from Municipality)
[6 empty] | 2025/2026 | 2026/2027
MATERIAL
Stores levy
0.1 | Two way domestic meter box |  |  |  |  | 4047.0136 | 717.2589 | #REF!
0.5 | Prepaid meter (Split) 3 phase - |  |  |  |  | 7323.5537 | 0 | #REF!
3 | x 80 A circuit breaker (5kA) - Orange |  |  |  |  | 587.4137 | 0 | #REF!
12 | m 16 mm x 4 Cu cable |  |  |  |  | 1061.1692 | 4978.9368 | #REF!
8 | Bandit buckle - 19mm (per pkt of 100) |  |  |  |  | 27.8066 | 2530.9595 | #REF!
3 | Bandit strap per metre - 19mm (price per rol of 30m) |  |  |  |  | 912.0092 | 106.2702 | #REF!
1 | Installation material |  |  |  |  | 271.441 | 282.4832 | #REF!
2 | Gland (Pratley No2) |  |  |  |  | 377.8459 | 0 | #REF!
[6 empty] | 14608.2529 | 8615.9086
LABOUR (for preparation of meter box)
1 | hour-artisan |  |  |  |  | 322.8522 | 351.1928
2 | hour-artisan assistant |  |  |  |  | 257.0716 | 279.6485
[6 empty] | 579.9238 | 630.8413
LABOUR (for the installation and removal of the connection)
2 | hour-artisan |  |  |  |  | 645.7045 | 702.3855
4 | hour-artisan assistant |  |  |  |  | 514.1432 | 559.297
[6 empty] | 1159.8477 | 1261.6826
TRANSPORT
24 | km-truck with platform |  |  |  |  | 1010.8921 | 1182.7997
2 | hour-truck with platform |  |  |  |  | 409.9688 | 479.6862
[6 empty] | 1420.8609 | 1662.486
DIVERSE (no charge)
3 | m Additional rock per sqm (Internal) |  |  |  |  | 5782.8654 | 6428.1297
12 | m trench 0.6 m deep, Dig & Backfill (Internal) |  |  |  |  | 3947.0446 | 4346.2028
[5 empty] | Total | 9729.91 | 10774.3326
[6 empty] | 27498.7953 | 22945.251
Administration Levy (Indirect Cost) |  | 10% | to a max of | 10000 |  | 972.991 | 1077.4333
Total | [5 empty] | 38201.6964 | 34797.0168
[6 empty] | 38200 | 34800
[6 empty] | #N/A | -8.901%

## Upgrade (hidden)
4. Upgrade Residential
4.1 Upgrade of single phase Urban connection to three phase - Time of Use Meter(TOU) |  |  |  |  | [Mangaung] | [Mangaung]
[5 empty] | 2025/2026 | 2026/2027
BACKBONE
(ADMD - kVA)
2.5 | Primary Backbone - Urban |  |  | per kVA | 3176.0685 | 3588.7446
2.5 | Secondary Backbone - LV Urban |  |  | per kVA | 2735.2958 | 3090.7009
2.5 | LV Backbone -Urban |  |  | per kVA | 1137.8235 | 1285.6643
[5 empty] | 7049.1878 | 7965.1099
MATERIAL
Stores levy
1 | METER: TIME OF USE 100 AMP |  |  |  | 5538.1406 | 0 | #REF!
1 | Modum for TOU meter |  |  |  | 3707.5418 | 338.076 | #REF!
3 | x 80 A circuit breaker (5kA) - Orange |  |  |  | 587.4137 | 0 | #REF!
1 | Cable clamp (Clampex) - K26 |  |  |  | 34.8335 | 1423.241 | #REF!
1 | Installation material |  |  |  | 271.441 | 282.4832 | #REF!
[5 empty] | 10139.3705 | 2043.8002
LABOUR
1 | hour-artisan |  |  |  | 322.8522 | 351.1928
4 | hour-artisan assistant |  |  |  | 514.1432 | 559.297
[5 empty] | 836.9955 | 910.4898
TRANSPORT
28 | km-truck with platform |  |  |  | 1179.3741 | 1379.933
1 | hour-truck with platform |  |  |  | 204.9844 | 239.8431
[5 empty] | 1384.3585 | 1619.7761
[5 empty] | 19409.9123 | 12539.176
Administration Levy (Indirect Cost) |  | 10% | to a max of | 10000 | 1940.9912 | 1253.9176
Total |  |  |  |  | 21350.9035 | 13793.0936
Unit cost |  |  |  |  | 21350 | 13790
[5 empty] | 0% | -35.41%
4.2 Upgrade of single phase Urban connection to three phase - Split pre-payment meter |  |  |  |  | [Mangaung - Urban] | [Mangaung - Urban]
[5 empty] | 2025/2026 | 2026/2027
BACKBONE
(ADMD - kVA)
2.5 | Primary Backbone - Urban |  |  | per kVA | 3176.0685 | 3588.7446
2.5 | Secondary Backbone - LV Urban |  |  | per kVA | 2735.2958 | 3090.7009
2.5 | LV Backbone -Urban |  |  | per kVA | 1137.8235 | 1285.6643
[5 empty] | 7049.1878 | 7965.1099
MATERIAL
Stores levy
1 | Prepaid meter (Split) 1 phase 59A Unique Mbani |  |  |  | 2262.7591 | 1214.678 | #REF!
3 | x 80 A circuit breaker (5kA) - Orange |  |  |  | 587.4137 | 0 | #REF!
1 | Cable clamp (Clampex) - K26 |  |  |  | 34.8335 | 1423.241 | #REF!
1 | Installation material |  |  |  | 271.441 | 282.4832 | #REF!
[5 empty] | 3156.4472 | 2920.4022
LABOUR
1 | hour-artisan |  |  |  | 322.8522 | 351.1928
4 | hour-artisan assistant |  |  |  | 514.1432 | 559.297
[5 empty] | 836.9955 | 910.4898
TRANSPORT
28 | km-truck with platform |  |  |  | 1179.3741 | 1379.933
1 | hour-truck with platform |  |  |  | 204.9844 | 239.8431
[5 empty] | 1384.3585 | 1619.7761
[5 empty] | 12426.989 | 13415.778
Administration Levy (Indirect Cost) |  | 10% | to a max of | 10000 | 1242.6989 | 1341.5778
Total |  |  |  |  | 13669.6879 | 14757.3558
Unit cost |  |  |  |  | 13670 | 14760
[5 empty] | 0% | 7.974%
4.3 Upgrading of single phase Urban connection to three phase - Time of Use Meter(TOU) |  |  |  |  | [Regional - Urban] | [Regional - Urban]
[5 empty] | 2025/2026 | 2026/2027
BACKBONE
(ADMD - kVA)
2.5 | Secondary Backbone - LV Urban |  |  | per kVA | 2735.2958 | 3090.7009
2.5 | LV Backbone -Urban |  |  | per kVA | 1137.8235 | 1285.6643
[5 empty] | 3873.1193 | 4376.3653
MATERIAL
Stores levy
1 | METER: TIME OF USE 100 AMP |  |  |  | 5538.1406 | 0 | #REF!
1 | Modum for TOU meter |  |  |  | 3707.5418 | 338.076 | #REF!
3 | x 80 A circuit breaker (5kA) - Orange |  |  |  | 587.4137 | 0 | #REF!
1 | Cable clamp (Clampex) - K26 |  |  |  | 34.8335 | 1423.241 | #REF!
1.5 | Installation material |  |  |  | 407.1615 | 423.7249 | #REF!
[5 empty] | 10275.091 | 2185.0418
LABOUR
2 | hour-artisan |  |  |  | 645.7045 | 702.3855
2 | hour-artisan assistant |  |  |  | 257.0716 | 279.6485
[5 empty] | 902.7761 | 982.034
TRANSPORT
35 | km-truck with platform |  |  |  | 1474.2176 | 1724.9163
1 | hour-truck with platform |  |  |  | 204.9844 | 239.8431
[5 empty] | 1679.202 | 1964.7594
[5 empty] | 16730.1884 | 9508.2005
Administration Levy (Indirect Cost) |  | 10% | to a max of | 10000 | 1673.0188 | 950.8201
Total |  |  |  |  | 18403.2073 | 10459.0206
Unit cost |  |  |  |  | 18400 | 10460
[5 empty] | 0% | -43.15%
4.4 Upgrade of single phase Urban connection to three phase - Split pre-payment meter |  |  |  |  | [Regional - Urban] | [Regional - Urban]
[5 empty] | 2025/2026 | 2026/2027
BACKBONE
(ADMD - kVA)
2.5 | Secondary Backbone - LV Urban |  |  | per kVA | 2735.2958 | 3090.7009
2.5 | LV Backbone -Urban |  |  | per kVA | 1137.8235 | 1285.6643
[5 empty] | 3873.1193 | 4376.3653
MATERIAL
Stores levy
1 | Prepaid meter (Split) 3 phase - |  |  |  | 7323.5537 | 0 | #REF!
3 | x 80 A circuit breaker (5kA) - Orange |  |  |  | 587.4137 | 0 | #REF!
1 | Cable clamp (Clampex) - K26 |  |  |  | 34.8335 | 1423.241 | #REF!
1.5 | Installation material |  |  |  | 407.1615 | 423.7249 | #REF!
[5 empty] | 8352.9623 | 1846.9659
LABOUR
2 | hour-artisan |  |  |  | 645.7045 | 702.3855
2 | hour-artisan assistant |  |  |  | 257.0716 | 279.6485
[5 empty] | 902.7761 | 982.034
TRANSPORT
35 | km-truck with platform |  |  |  | 1474.2176 | 1724.9163
1 | hour-truck with platform |  |  |  | 204.9844 | 239.8431
[5 empty] | 1679.202 | 1964.7594
[5 empty] | 14808.0597 | 9170.1246
Administration Levy (Indirect Cost) |  | 10% | to a max of | 10000 | 1480.806 | 917.0125
Total |  |  |  |  | 16288.8657 | 10087.137
Unit cost |  |  |  |  | 16290 | 10090
[5 empty] | 0% | -38.06%
4.5 Upgrade of single phase Peri-Urban connection to three phase -Time of Use Meter(TOU) |  |  |  |  | [Mangaung - Urban] | [Mangaung - Urban]
[5 empty] | 2025/2026 | 2026/2027
BACKBONE
(ADMD - kVA)
2.5 | Primary Backbone - Peri Urban |  |  | per kVA | 3176.0685 | 3588.7446
2.5 | Secondary Backbone - MV Peri Urban |  |  | per kVA | 2672.7388 | 3020.0157
2.5 | Secondary Backbone - LV Peri Urban |  |  | per kVA | 4384.556 | 4954.2545
[5 empty] | 10233.3633 | 11563.0148
MATERIAL
Stores levy
1 | METER: TIME OF USE 100 AMP |  |  |  | 5538.1406 | 0 | #REF!
3 | x 80 A circuit breaker (5kA) - Orange |  |  |  | 587.4137 | 0 | #REF!
1 | Cable clamp (Clampex) - K26 |  |  |  | 34.8335 | 1423.241 | #REF!
0 | m 16 mm x 4 Cu cable |  |  |  | 0 | 0 | #REF!
1 | Installation material |  |  |  | 271.441 | 282.4832 | #REF!
[5 empty] | 6431.8287 | 1705.7243
LABOUR
4 | hour-artisan |  |  |  | 1291.4089 | 1404.7711
8 | hour-artisan assistant |  |  |  | 1028.2865 | 1118.5941
[5 empty] | 2319.6954 | 2523.3651
TRANSPORT
24 | km-truck with platform |  |  |  | 1010.8921 | 1182.7997
4 | hour-truck with platform |  |  |  | 819.9377 | 959.3725
[5 empty] | 1830.8298 | 2142.1722
[5 empty] | 20815.7171 | 17934.2764
Administration Levy (Indirect Cost) |  | 10% | to a max of | 10000 | 2081.5717 | 1793.4276
Total |  |  |  |  | 22897.2888 | 19727.7041
Unit cost |  |  |  |  | 22900 | 19730
[5 empty] | 0% | -13.84%
4.6 Upgrade of single phase Peri-Urban connection to three phase -Split pre-payment meter |  |  |  |  | [Mangaung - Peri urban] | [Mangaung - Peri urban]
[5 empty] | 2025/2026 | 2026/2027
BACKBONE
(ADMD - kVA)
2.5 | Primary Backbone - Peri Urban |  |  | per kVA | 3176.0685 | 3588.7446
2.5 | Secondary Backbone - MV Peri Urban |  |  |  | 2672.7388 | 3020.0157
2.5 | Secondary Backbone - LV Peri Urban |  |  | per kVA | 4384.556 | 4954.2545
[5 empty] | 10233.3633 | 11563.0148
MATERIAL
Stores levy
1 | Prepaid meter (Split) 3 phase - |  |  |  | 7323.5537 | 0 | #REF!
3 | x 80 A circuit breaker (5kA) - Orange |  |  |  | 587.4137 | 0 | #REF!
1 | Cable clamp (Clampex) - K26 |  |  |  | 34.8335 | 1423.241 | #REF!
0 | m 16 mm x 4 Cu cable |  |  |  | 0 | 0 | #REF!
1 | Installation material |  |  |  | 271.441 | 282.4832 | #REF!
[5 empty] | 8217.2418 | 1705.7243
LABOUR
4 | hour-artisan |  |  |  | 1291.4089 | 1404.7711
8 | hour-artisan assistant |  |  |  | 1028.2865 | 1118.5941
[5 empty] | 2319.6954 | 2523.3651
TRANSPORT
24 | km-truck with platform |  |  |  | 1010.8921 | 1182.7997
4 | hour-truck with platform |  |  |  | 819.9377 | 959.3725
[5 empty] | 1830.8298 | 2142.1722
[5 empty] | 22601.1302 | 17934.2764
Administration Levy (Indirect Cost) |  | 10% | to a max of | 10000 | 2260.113 | 1793.4276
Total |  |  |  |  | 24861.2432 | 19727.7041
Unit cost |  |  |  |  | 24860 | 19730
[5 empty] | 0% | -20.64%
4.7 Upgrade of single phase Peri-Urban connection to three phase -Time of Use Meter(TOU) |  |  |  |  | [Regional - Peri urban] | [Regional - Peri urban]
[5 empty] | 2025/2026 | 2026/2027
BACKBONE
(ADMD - kVA)
2.5 | Secondary Backbone - MV Urban |  |  |  | 2432.8563 | 2748.9646
2.5 | Secondary Backbone - LV Peri Urban |  |  | per kVA | 4384.556 | 4954.2545
[5 empty] | 6817.4123 | 7703.2191
MATERIAL
Stores levy
1 | METER: TIME OF USE 100 AMP |  |  |  | 5538.1406 | 0 | #REF!
1 | Modum for TOU meter |  |  |  | 3707.5418 | 338.076
3 | x 80 A circuit breaker (5kA) - Orange |  |  |  | 587.4137 | 0 | #REF!
1 | Cable clamp (Clampex) - K26 |  |  |  | 34.8335 | 1423.241 | #REF!
0 | m 16 mm x 4 Cu cable |  |  |  | 0 | 0 | #REF!
1 | Installation material |  |  |  | 271.441 | 282.4832 | #REF!
[5 empty] | 10139.3705 | 2043.8002
LABOUR
5 | hour-artisan |  |  |  | 1614.2612 | 1755.9638
10 | hour-artisan assistant |  |  |  | 1285.3581 | 1398.2426
[5 empty] | 2899.6192 | 3154.2064
TRANSPORT
24 | km-truck with platform |  |  |  | 1010.8921 | 1182.7997
4 | hour-truck with platform |  |  |  | 819.9377 | 959.3725
[5 empty] | 1830.8298 | 2142.1722
[5 empty] | 21687.2318 | 15043.3979
Administration Levy (Indirect Cost) |  | 10% | to a max of | 10000 | 2168.7232 | 1504.3398
Total |  |  |  |  | 23855.955 | 16547.7377
Unit cost |  |  |  |  | 23860 | 16550
[5 empty] | 0% | -30.64%
4.8 Conversion of single phase Peri-Urban connection to three phase - Split pre-payment meter |  |  |  |  | [Regional - Peri urban] | [Regional - Peri urban]
[5 empty] | 2025/2026 | 2026/2027
BACKBONE
(ADMD - kVA)
2.5 | Secondary Backbone - MV Peri Urban |  |  |  | 2672.7388 | 3020.0157
2.5 | Secondary Backbone - LV Peri Urban |  |  | per kVA | 4384.556 | 4954.2545
[5 empty] | 7057.2948 | 7974.2702
MATERIAL
Stores levy
1 | Prepaid meter (Split) 3 phase - |  |  |  | 7323.5537 | 0 | #REF!
3 | x 80 A circuit breaker (5kA) - Orange |  |  |  | 587.4137 | 0 | #REF!
1 | Cable clamp (Clampex) - K26 |  |  |  | 34.8335 | 1423.241 | #REF!
0 | m 16 mm x 4 Cu cable |  |  |  | 0 | 0 | #REF!
1 | Installation material |  |  |  | 271.441 | 282.4832 | #REF!
[5 empty] | 8217.2418 | 1705.7243
LABOUR
4 | hour-artisan |  |  |  | 1291.4089 | 1404.7711
8 | hour-artisan assistant |  |  |  | 1028.2865 | 1118.5941
[5 empty] | 2319.6954 | 2523.3651
TRANSPORT
24 | km-truck with platform |  |  |  | 1010.8921 | 1182.7997
4 | hour-truck with platform |  |  |  | 819.9377 | 959.3725
[5 empty] | 1830.8298 | 2142.1722
[5 empty] | 19425.0617 | 14345.5318
Administration Levy (Indirect Cost) |  | 10% | to a max of | 10000 | 1942.5062 | 1434.5532
Total |  |  |  |  | 21367.5679 | 15780.085
Unit cost |  |  |  |  | 21370 | 15780
[5 empty] | 0% | -26.16%

## Other Serv (hidden)
Other Services
5. ILLUMINATING SIGNS
[6 empty] | 2025/2026 | 2026/2027
Levy for electricity consumed
The initial installation costs will be estimated in accordance to the current material & labour costs. The consumption will be based on approved energy tarrif (winter & summer) which will be calculated according to the total consumption.
Example |  |  | Units | Tariff
2,2kW x 12 hours x 30 days x tariff |  |  | 806.4 | 2.0537 |  | 110.8973 | 1656.0665
Unit cost | [5 empty] | 111 | 1656
[6 empty] | #DIV/0! | 1392%
6. Shifting
6.1 Shifting of meter to meter box on stand boundary - Domestic connection - Urban | [5 empty] | [Urban] | [Urban]
[6 empty] | 2025/2026 | 2026/2027
Installation cost - Refer 1.5.2 | [5 empty] | 4980 | 4926.1524
[6 empty] | 4980 | 4926.1524
Unit cost | [5 empty] | 4980 | 4930
[6 empty] | 0% | -1.004%
6.2 Shifting of connection - Pre-payment with ready board (per single connection) - Overhead only
[6 empty] | 2025/2026 | 2026/2027
MATERIAL
Stores levy
5 | 10 mm Copper Airdac cable |  |  |  |  | 225.0246 | 49.5476 | #REF!
1 | Strain clamp - Airdac |  |  |  |  | 19.8525 | 16.2145 | #REF!
1 | L-Bracket |  |  |  |  | 89.0326 | 616.9434 | #REF!
2 | Installation material |  |  |  |  | 542.882 | 564.9665 | #REF!
[6 empty] | 876.7917 | 1247.672
LABOUR
0.5 | hour-artisan |  |  |  |  | 161.4261 | 175.5964
2 | hour-artisan assistant |  |  |  |  | 257.0716 | 279.6485
[6 empty] | 418.4977 | 455.2449
TRANSPORT
24 | km-truck with platform |  |  |  |  | 1010.8921 | 1182.7997
1 | hour-truck with platform |  |  |  |  | 204.9844 | 239.8431
[6 empty] | 1215.8765 | 1422.6428
[6 empty] | 2511.1659 | 3125.5598
Administration Levy (Indirect Cost) |  | 10% | to a max of | 10000 |  | 251.1166 | 312.556
Total | [5 empty] | 2762.2825 | 3438.1157
Unit cost | [5 empty] | 2760 | 3440
[6 empty] | 0% | 24.64%
7. Hiring of Genset
[6 empty] | 2025/2026 | 2026/2027
MATERIAL (None)
LABOUR
Hours | Personnel
10 | hour-Eng asst |  |  |  |  | 2655.6608 | 3068.2062
10 | hour-Snr Eng Assistant |  |  |  |  | 3228.5223 | 3511.9277
10 | hour-First Eng Assistant |  |  |  |  | 3423.2057 | 4213.5599
[6 empty] | 9307.3888 | 10793.6938
FUEL
| With 2000L (Diesel @R21,99) |  |  |  |  | 4093.75 | 5497.5
[6 empty] | 4093.75 | 5497.5
[6 empty] | 13401.1388 | 16291.1938
Administration Levy (Indirect Cost) |  | 10% | to a max of | 10000 |  | 1340.1139 | 1629.1194
Total | [5 empty] | 14741.2527 | 17920.3132
Unit cost | [5 empty] | 14740 | 17920
[6 empty] | 0% | 21.57%
8. Conversion of a Meters
8.1 Conversion of a single register meter to Single phase Pre-payment where meterbox exist on erf boundary - ( No charge for Prepayment meter)
[6 empty] | 2025/2026 | 2026/2027
MATERIAL
1 | Installation material |  |  |  |  | 271.441 | 282.4832
[6 empty] | 271.441 | 282.4832
LABOUR
0.75 | hour-artisan |  |  |  |  | 242.1392 | 263.3946
1.5 | hour-artisan assistant |  |  |  |  | 192.8037 | 209.7364
[6 empty] | 434.9429 | 473.131
TRANSPORT
24 | km-truck with platform |  |  |  |  | 1010.8921 | 1182.7997
0.75 | hour-truck with platform |  |  |  |  | 153.7383 | 179.8823
[6 empty] | 1164.6304 | 1362.6821
[6 empty] | 1871.0143 | 2118.2963
Administration Levy (Indirect Cost) |  | 10% | to a max of | 10000 |  | 187.1014 | 211.8296
Total | [5 empty] | 2058.1157 | 2330.1259
Unit cost | [5 empty] | 2060 | 2330
[6 empty] | 0% | 13.11%
8.2 Conversion of Three phase (TOU/kWH) connection to Prepayment meter - Existing meterbox on erf boundary
[6 empty] | 2026/2027 | 2026/2027
MATERIAL
1 | Installation material |  |  |  |  | 271.441 | 282.4832
[6 empty] | 271.441 | 282.4832
LABOUR
1 | hour-artisan |  |  |  |  | 322.8522 | 351.1928
2 | hour-artisan assistant |  |  |  |  | 257.0716 | 279.6485
[6 empty] | 579.9238 | 630.8413
TRANSPORT
14 | km-truck with platform |  |  |  |  | 589.687 | 689.9665
1 | hour-truck with platform |  |  |  |  | 204.9844 | 239.8431
[6 empty] | 794.6715 | 929.8096
[6 empty] | 1646.0363 | 1843.1342
Administration Levy (Indirect Cost) |  | 10% | to a max of | 10000 |  | 164.6036 | 184.3134
Total | [5 empty] | 1810.6399 | 2027.4476
Unit cost | [5 empty] | 1810 | 2030
[6 empty] | 0% | 12.15%
9. Excavations within public areas leading to damage to electricity cables, including attempts of theft |  | Estimated cost of material, Labour, Transport plus 10% |  | R10 900 plus the estimated cost of material, Labour, Transport plus 10% | R10 900 plus the estimated cost of material, Labour, Transport plus 10%
10. In the case of damage to a low voltage cable or line installation, or any part of the installation |  | Estimated cost of material, Labour, Transport plus 10% |  | R10 900 plus the estimated cost of material, Labour, Transport plus 10% | R10 900 plus the estimated cost of material, Labour, Transport plus 10%
11. Cost for damaging any 11kV cable |  | R20 000.00 per cable plus additional cost incurred of material, labour and transport plus 10% |  | R22 000.00 per cable plus additional cost incurred of material, labour and transport plus 10% | R22 000.00 per cable plus additional cost incurred of material, labour and transport plus 10%
13. Cost for damaging any 33kV PILC/XLPE cable |  | R40 000.00 per cable plus additional cost incurred of material, labour and transport plus 10% |  | R80 000.00 per cable plus additional cost incurred of material, labour and transport plus 10% | R80 000.00 per cable plus additional cost incurred of material, labour and transport plus 10%
14. Cost for damaging any 132kV PILC/XLPE cable |  | R80 000.00 per cable plus additional cost incurred of material, labour and transport plus 10% |  | R100 000.00 per cable plus additional cost incurred of material, labour and transport plus 10% | R100 000.00 per cable plus additional cost incurred of material, labour and transport plus 10%

## Summary ALL 2023_24 (hidden)
CENTLEC : ELECTRICITY SERVICES COSTS FOR MANGAUNG METRO
|  |  | EXISTING | EXISTING | PROPOSED | % | VAT @ | TOTAL | REVENUE | TOTAL | TOTAL | TOTAL | TOTAL | Comments
| ELECTRICAL SERVICE TARIFFS |  | TARIFFS | TARIFFS | TARIFFS | INCREASE | 15% | (Inc VAT) | VOTE | (Inc VAT) | (Inc VAT) | (Inc VAT) | (Inc VAT)
|  | Area | 2025/2026 | 2025/2026 | 2026/2027 | 2026/2027 | 2026/2027 | 2026/2027 | NUMBER | 2024/2025 | 2025/2026 | 2026/2027 | 2027/2028
|  | applicable | (Excl.vat) | (Incl.vat) | (Excl.vat)
[14 empty] | Material | Labour | Transport
****** COST ESTIMATE SHALL BE PROVIDED, ON REQUEST, FOR SERVICES NOT LISTED ******
1. NEW CONNECTIONS:
| 1.1 Single phase overhead connection with Split Pre-payment meter taken from overhead network - No Ready board | Urban Area | 7370 | 8475.5 | 7330 | -13.52% | 1099.5 | 8429.5 | 9100033030416 | 8909.9815 | 9417.8504 | 9954.6679 | 10522.084 | Went up | Went up | Went up
| 1.2 Single phase overhead connection with Split Pre-payment meter taken from overhead network - With Ready board | Urban Area | 8770 | 10085.5 | 8710 | -13.64% | 1306.5 | 10016.5 | 9100033030416 | 10587.4405 | 11190.9246 | 11828.8073 | 12503.0493 | Went up | Went up | Went up
| 1.3 Single phase underground/ovehead connection with Split Pre-payment meter taken from underground/overhead network (Flisp Housing) - With Ready board | Urban | 13760 | 15824 | 13670 | -13.61% | 2050.5 | 15720.5 | 9100033030416 | 16616.5685 | 17563.7129 | 18564.8445 | 19623.0407 | Went up | Went up | Went up
| 1.4 New connection (Permanent) for Church/ Creche with NPO certificate & Proof of Title deeds paper registered with Church/Creche: Single phase Split Prepaid meter | Urban Area | 15240 | 17526 | 15140 | -13.61% | 2271 | 17411 | 9100033030416 | 18403.427 | 19452.4223 | 20561.2104 | 21733.1994 | Went up | Went up | Went up
| 1.5 Single phase domestic connection in meter box placed on stand boundary taken from underground cable network (Connection to an erf, where the development costs has been paid) - | Urban Area
| 1.5.1 Connection in meter box, Single Phase Time of Use kWh meter | Urban Area | 8560 | 9844 | 8510 | -13.55% | 1276.5 | 9786.5 | 9100033030416 | 10344.3305 | 10933.9573 | 11557.1929 | 12215.9529 | Went up | Went up | Went up
| 1.5.2 Connection in meter box, Single phase Split pre-payment meter | Urban Area | 4950 | 5692.5 | 4930 | -13.39% | 739.5 | 5669.5 | 9100033030416 | 5992.6615 | 6334.2432 | 6695.2951 | 7076.9269 | Went up | Went up | Went up
| 1.6 Single phase Pre-payment meters for areas that are fully subsidised. (Grants from different departments, e.g USDG, etc) | Urban Area | 1010 | 1161.5 | 1000 | -13.9% | 150 | 1150 | 9100033030416 | 1215.55 | 1284.8363 | 1358.072 | 1435.4821 | Went up | Went up | Went up
1.7 Subdivision (Domestic):
| 1.7.1 Subdivision Urban Area: A new Single Phase Split pre-payment meter for domestic connection | Urban Area | 28540 | 32821 | 28360 | -13.59% | 4254 | 32614 | 9100033030416 | 34472.998 | 36437.9589 | 38514.9225 | 40710.2731 | Went up | Went up | Went up
| 1.7.2 Subdivision Pri Urban Area: New Single Phase Split pre-payment meter connection in existing 11kV overhead line or where 11kV overhead line needs to be exteded up to 350m. | [Mangaung - peri urban] | 30890 | 35523.5 | 30690 | -13.61% | 4603.5 | 35293.5 | 9100033030417 | 37305.2295 | 39431.6276 | 41679.2304 | 44054.9465
| 1.7.3 Subdivision Pri Urban Area: New Single Phase Split pre-payment meter connection in existing 11kV overhead line or where 11kV overhead line needs to be exteded up to 350m. | [Regional - peri urban] | 22770 | 26185.5 | 22620 | -13.62% | 3393 | 26013 | 9100033030418 | 27495.741 | 29062.9982 | 30719.5891 | 32470.6057
| 1.7.4 Subdivision Peri Urban Area: New Three Split pre-payment meter connection on the stand boundary, where 11kV overhead line needs to be exteded up to 350m at ADMD = 7,5KVA |  | Actual estimated cost plus network contribution for 7.5kVA | Actual estimated cost plus network contribution for 7.5kVA | Actual estimated cost plus network contribution for 7.5kVA
| 1.8 SSEG Single Phase Time of Use kWh meter (Connection to an erf, where the development costs has been paid) | Peri/Urban area | 8560 | 9844 | 8510 | -13.55% | 1276.5 | 9786.5 | 9100033030421 | 10344.3305 | 10933.9573 | 11557.1929 | 12215.9529
| 1.9 Single phase Peri-Urban domestic connection with TOU kWh meter. Supplied by 25kVA single phase transformer (80A) from 11kV overhead line (where an 11kV line exists and is within the first 350m) | [Mangaung - peri urban area] | 31400 | 36110 | 31210 | -13.57% | 4681.5 | 35891.5 | 9100033030423 | 37937.3155 | 40099.7425 | 42385.4278 | 44801.3972
| 1.10 Single phase Peri-Urban domestic connection - Prepayment meter. - Supplied by 25kVA single phase Trfr (80A) from 11kV overhead line (where an 11kV line exists and is within the first 350m) | [Regional - peri urban area] | 24520 | 28198 | 24370 | -13.58% | 3655.5 | 28025.5 | 9100033030425 | 29622.9535 | 31311.4618 | 33096.2152 | 34982.6994
| 1.11 Additional Meters Peri-Urban Area: 1x 1ph Split pre-paid meter connection- limited up to 200kVA, LV per Erf. If more than one (1) meter is reuested, a cost estimate will be done. | [Peri - urban area] | 4160 | 4784 | 4140 | -13.46% | 621 | 4761 | 9100033030427 | 5032.377 | 5319.2225 | 5622.4182 | 5942.896
| 1.12 Additional Meters Urban Area: 1x 1ph Split pre-paid meter connection- limited up to 500kVA, LV per Erf. If more than one (1) meter is reuested, a cost estimate will be done. | [Urban area] | 2940 | 3381 | 2930 | -13.34% | 439.5 | 3369.5 | 9100033030429 | 3561.5615 | 3764.5705 | 3979.151 | 4205.9626
2. NEW THREE PHASE DOMESTIC CONNECTIONS
| 2.1 Three phase domestic connection (80A) in meter box, Time of use (TOU) meter : Connection in meter box placed on stand boundary (Connection to an erf, where the development costs has NOT been paid). | [Mangaung - Urban] | 30080 | 34592 | 29790 | -13.88% | 4468.5 | 34258.5 | 9100033030433 | 36211.2345 | 38275.2749 | 40456.9655 | 42763.0126
| 2.2 Three phase domestic connection (80A) in meter box, Time of use (TOU) meter : Connection in meter box placed on stand boundary (Connection to an erf, where the development costs has NOT been paid) . | [Regional - Urban] | 18740 | 21551 | 17660 | -18.05% | 2649 | 20309 | 9100033030435 | 21466.613 | 22690.2099 | 23983.5519 | 25350.6144
| 2.3 SSEG Three phase domestic connection (80A) in meter box, Time of use (TOU) meter : Connection in meter box placed on stand boundary . (Connection to an erf, where the development costs has NOT been paid). | [Mangaung - Urban] | 29710 | 34166.5 | 29420 | -13.89% | 4413 | 33833 | 9100033030437 | 35761.481 | 37799.8854 | 39954.4789 | 42231.8842
| 2.4 SSEG Three phase domestic connection (80A) in meter box, Time of use (TOU) meter : Connection in meter box placed on stand boundary taken from (Connection to an erf, where the development costs has NOT been paid). | [Regional - Urban area] | 20460 | 23529 | 18840 | -19.93% | 2826 | 21666 | 9100033030439 | 22900.962 | 24206.3168 | 25586.0769 | 27044.4833
| 2.5 Three phase domestic connection in meter box, Split pre-payment meter (Connection to an erf, where the development costs has NOT been paid) | [Mangaung - Urban] | 30270 | 34810.5 | 30270 | -13.04% | 4540.5 | 34810.5 | 9100033030441 | 36794.6985 | 38891.9963 | 41108.8401 | 43452.044
| 2.6 Three phase domestic connection in meter box, Split pre-payment meter. (Connection to an erf, where the development costs has NOT been paid) | [Regional - Urban] | 18420 | 21183 | 18420 | -13.04% | 2763 | 21183 | 9100033030443 | 22390.431 | 23666.6856 | 25015.6866 | 26441.5808
| 2.7 Three phase domestic connection (80A) in meter box, Time of use (TOU) meter : Connection in meter box placed on stand boundary (Connection to an erf, where the development costs has been paid [5kVA]). | [Mangaung - Urban] | 11890 | 13673.5 | 11890 | -13.04% | 1783.5 | 13673.5 | 9100033030445 | 14452.8895 | 15276.7042 | 16147.4763 | 17067.8825
| 2.8 Three phase domestic connection (80A) in meter box, Time of use (TOU) meter : Connection in meter box placed on stand boundary (Connection to an erf, where the development costs has been paid [5kVA]). | [Regional - Urban] | 9110 | 10476.5 | 8030 | -23.35% | 1204.5 | 9234.5 | 9100033030447 | 9760.8665 | 10317.2359 | 10905.3183 | 11526.9215
| 2.9 SSEG Three phase domestic connection (80A) in meter box, Time of use (TOU) meter : Connection in meter box placed on stand boundary . (Connection to an erf, where the development costs has been paid [5kVA]). | [Mangaung - Urban] | 11890 | 13673.5 | 11890 | -13.04% | 1783.5 | 13673.5 | 9100033030449 | 14452.8895 | 15276.7042 | 16147.4763 | 17067.8825
| 2.10 SSEG Three phase domestic connection (80A) in meter box, Time of use (TOU) meter : Connection in meter box placed on stand boundary taken from (Connection to an erf, where the development costs has been paid [5kVA]). | [Regional - Urban area] | 9110 | 10476.5 | 8030 | -23.35% | 1204.5 | 9234.5 | 9100033030451 | 9760.8665 | 10317.2359 | 10905.3183 | 11526.9215
| 2.11 Three phase domestic connection in meter box, Split pre-payment meter (Connection to an erf, where the development costs has been paid [5kVA]). | [Mangaung - Urban] | 12740 | 14651 | 12740 | -13.04% | 1911 | 14651 | 9100033030453 | 15486.107 | 16368.8151 | 17301.8376 | 18288.0423
| 2.12 Three phase domestic connection in meter box, Split pre-payment meter. (Connection to an erf, where the development costs has been paid [5kVA]). | [Regional - Urban] | 8800 | 10120 | 8800 | -13.04% | 1320 | 10120 | 9100033030455 | 10696.84 | 11306.5599 | 11951.0338 | 12632.2427
| 2.13 Additional Meters Urban Area: 1x 3ph Split pre-paid meter connection- limited up to 500kVA, LV per Erf. If more than one (1) meter is required, a cost estimate will be done. | [Urban area] | 3330 | 3829.5 | 3330 | -13.04% | 499.5 | 3829.5 | 9100033030457 | 4047.7815 | 4278.505 | 4522.3798 | 4780.1555
| 2.14 Additional Meters Peri-Urban Area: 1x 3ph Split pre-paid meter connection- limited up to 200kVA, LV per Erf. If more than one (1) meter is required, a cost estimate will be done. | [Peri - urban area] | 3330 | 3829.5 | 3330 | -13.04% | 499.5 | 3829.5 | 9100033030459 | 4047.7815 | 4278.505 | 4522.3798 | 4780.1555
| 2.15 Three phase domestic connection (80A) in meter box, Time of use (TOU) meter : Connection in meter box placed on stand boundary (Connection to an erf, where the development costs has NOT been paid). | [Mangaung - Peri urban] | 41290 | 47483.5 | 41290 | -13.04% | 6193.5 | 47483.5 | 9100033030461 | 50190.0595 | 53050.8929 | 56074.7938 | 59271.057
| 2.16 Three phase domestic connection (80A) in meter box, Time of use (TOU) meter : Connection in meter box placed on stand boundary (Connection to an erf, where the development costs has NOT been paid) . | [Regional - Peri urban] | 18740 | 21551 | 17660 | -18.05% | 2649 | 20309 | 9100033030463 | 21466.613 | 22690.2099 | 23983.5519 | 25350.6144
| 2.17 SSEG Three phase domestic connection (80A) in meter box, Time of use (TOU) meter : Connection in meter box placed on stand boundary . (Connection to an erf, where the development costs has NOT been paid). | [Mangaung - Peri urban] | 41290 | 47483.5 | 41290 | -13.04% | 6193.5 | 47483.5 | 9100033030465 | 50190.0595 | 53050.8929 | 56074.7938 | 59271.057
| 2.18 SSEG Three phase domestic connection (80A) in meter box, Time of use (TOU) meter : Connection in meter box placed on stand boundary taken from (Connection to an erf, where the development costs has NOT been paid). | [Regional - Peri urban area] | 18740 | 21551 | 17660 | -18.05% | 2649 | 20309 | 9100033030467 | 21466.613 | 22690.2099 | 23983.5519 | 25350.6144
| 2.19 Three phase domestic connection in meter box, Split pre-payment meter (Connection to an erf, where the development costs has NOT been paid) | [Mangaung - Peri urban] | 44500 | 51175 | 44500 | -13.04% | 6675 | 51175 | 9100033030469 | 54091.975 | 57175.2176 | 60434.205 | 63878.9547
| 2.20 Three phase domestic connection in meter box, Split pre-payment meter. (Connection to an erf, where the development costs has NOT been paid) | [Regional - Peri urban] | 32650 | 37547.5 | 32650 | -13.04% | 4897.5 | 37547.5 | 9100033030471 | 39687.7075 | 41949.9068 | 44341.0515 | 46868.4915
| 2.21 Three phase domestic connection (80A) in meter box, Time of use (TOU) meter : Connection in meter box placed on stand boundary (Connection to an erf, where the development costs has been paid [5kVA]). | [Mangaung - Peri urban] | 15850 | 18227.5 | 15850 | -13.04% | 2377.5 | 18227.5 | 9100033030473 | 19266.4675 | 20364.6561 | 21525.4415 | 22752.3917
| 2.22 Three phase domestic connection (80A) in meter box, Time of use (TOU) meter : Connection in meter box placed on stand boundary (Connection to an erf, where the development costs has been paid [5kVA]). | [Regional - Peri urban] | 13070 | 15030.5 | 11990 | -20.23% | 1798.5 | 13788.5 | 9100033030475 | 14574.4445 | 15405.1878 | 16283.2835 | 17211.4307
| 2.23 SSEG Three phase domestic connection (80A) in meter box, Time of use (TOU) meter : Connection in meter box placed on stand boundary . (Connection to an erf, where the development costs has been paid [5kVA]). | [Mangaung - Peri urban] | 15850 | 18227.5 | 15850 | -13.04% | 2377.5 | 18227.5 | 9100033030477 | 19266.4675 | 20364.6561 | 21525.4415 | 22752.3917
| 2.24 SSEG Three phase domestic connection (80A) in meter box, Time of use (TOU) meter : Connection in meter box placed on stand boundary taken from (Connection to an erf, where the development costs has been paid [5kVA]). | [Regional - Peri urban area] | 13070 | 15030.5 | 11990 | -20.23% | 1798.5 | 13788.5 | 9100033030479 | 14574.4445 | 15405.1878 | 16283.2835 | 17211.4307
| 2.25 Three phase domestic connection in meter box, Split pre-payment meter (Connection to an erf, where the development costs has been paid [5kVA]). | [Mangaung - Peri urban] | 19060 | 21919 | 19060 | -13.04% | 2859 | 21919 | 9100033030481 | 23168.383 | 24488.9808 | 25884.8527 | 27360.2893
| 2.26 Three phase domestic connection in meter box, Split pre-payment meter. (Connection to an erf, where the development costs has been paid [5kVA]). | [Regional - Peri urban] | 11190 | 12868.5 | 11190 | -13.04% | 1678.5 | 12868.5 | 9100033030483 | 13602.0045 | 14377.3188 | 15196.8259 | 16063.045
| CENTLEC : ELECTRICITY SERVICES COSTS FOR MANGAUNG METRO |  |  |  | PROPOSED
TARIFFS
3. TEMPORARY CONNECTIONS - MAXIMUM PERIOD OF 12 MONTHS
These power supply points will be given only where infrastructure already exists. In all other instances cost estimates will be quoted on request
3. TEMPORARY CONNECTIONS - MAXIMUM PERIOD OF 12 MONTHS
| 3.1 Temporary BUILDERS underground connection - Three phase 80 Ampère Prepaid meter only. Please note: These connections would only be permitted for a maximum period of 12 months after which it will be removed by CENTLEC. (Where a trench is not longer than 12m) |  | 27870 | 32050.5 | 30220 | -5.711% | 4533 | 34753 | 9100033030492 | 36733.921 | 38827.7545 | 41040.9365 | 43380.2699
3.2 Temporary connection for a special events - These temporary connections would only be permitted for Municipality approved special short term events and it would be removed afterwards
| 3.2.1 Temporary connection for a special event - Single phase 80Ampère P/P with over head Airdac. Applicable where NO meter box is required - Social, Cultural and community events. - Maximum 5 days Only. (Permit letter be attached from Municipality) |  | 12100 | 13915 | 4500 | -67.66% | 675 | 5175 | 9100033030495 | 5469.975 | 5781.7636 | 6111.3241 | 6459.6696
| 3.2.2 Temporary connection for a special event - Three phase 80Ampère P/P with over head Airdac. Applicable where NO meter box is required - Social, Cultural and community events. - Maximum 5 days Only. (Permit letter be attached from Municipality) |  | 12100 | 13915 | 3190 | -77.08% | 478.5 | 3668.5 | 9100033030496 | 3877.6045 | 4098.628 | 4332.2498 | 4579.188
| 3.3 Temporary connection for a special event - Single phase 80Ampère P/P- Temporary Church , temporary creches, temporary Car wash ect (where a trench is not longer than 12m) - Maximum 12 months Only. (Permit letter be attached from Municipality and only Subsidised Areas) |  | 38910 | 44746.5 | 16940 | -62.14% | 2541 | 19481 | 9100033030498 | 20591.417 | 21765.1278 | 23005.7401 | 24317.0672
| 3.4 Temporary connection for a special event - Three phase 80Ampère (Subsidised Areas) Temporary connection for a special event - Single phase 80Ampère P/P- Temporary Church , temporary creches, temporary Car wash ect (where a trench is not longer than 12m) - Maximum 12 months Only. (Permit letter be attached from Municipality) |  | 38200 | 43930 | 34800 | -20.78% | 5220 | 40020 | 9100033030500 | 42301.14 | 44712.305 | 47260.9064 | 49954.778
CENTLEC : ELECTRICITY SERVICES COSTS FOR MANGAUNG METRO
4. Upgrade Residential
| 4.1 Upgrade of single phase Urban connection to three phase - Time of Use Meter(TOU) | [Mangaung] | 21350 | 24552.5 | 13790 | -43.83% | 2068.5 | 15858.5 | 9100033030507 | 16762.4345 | 17717.8933 | 18727.8132 | 19795.2985
| 4.2 Upgrade of single phase Urban connection to three phase - Split pre-payment meter | [Mangaung - Urban] | 13670 | 15720.5 | 14760 | -6.11% | 2214 | 16974 | 9100033030509 | 17941.518 | 18964.1845 | 20045.143 | 21187.7162
| 4.3 Upgrading of single phase Urban connection to three phase - Time of Use Meter(TOU) | [Regional - Urban] | 18400 | 21160 | 10460 | -50.57% | 1569 | 12029 | 9100033030511 | 12714.653 | 13439.3882 | 14205.4333 | 15015.1431
| 4.4 Upgrade of single phase Urban connection to three phase - Split pre-payment meter | [Regional - Urban] | 16290 | 18733.5 | 10090 | -46.14% | 1513.5 | 11603.5 | 9100033030513 | 12264.8995 | 12963.9988 | 13702.9467 | 14484.0147
| 4.5 Upgrade of single phase Peri-Urban connection to three phase -Time of Use Meter(TOU) | [Mangaung - Urban] | 22900 | 26335 | 19730 | -25.08% | 2959.5 | 22689.5 | 9100033030515 | 23982.8015 | 25349.8212 | 26794.761 | 28322.0624
| 4.6 Upgrade of single phase Peri-Urban connection to three phase -Split pre-payment meter | [Mangaung - Peri urban] | 24860 | 28589 | 19730 | -30.99% | 2959.5 | 22689.5 | 9100033030517 | 23982.8015 | 25349.8212 | 26794.761 | 28322.0624
| 4.7 Upgrade of single phase Peri-Urban connection to three phase -Time of Use Meter(TOU) | [Regional - Peri urban] | 23860 | 27439 | 16550 | -39.68% | 2482.5 | 19032.5 | 9100033030519 | 20117.3525 | 21264.0416 | 22476.092 | 23757.2292
| 4.8 Conversion of single phase Peri-Urban connection to three phase - Split pre-payment meter | [Regional - Peri urban] | 21370 | 24575.5 | 15780 | -35.79% | 2367 | 18147 | 9100033030521 | 19181.379 | 20274.7176 | 21430.3765 | 22651.908
CENTLEC : ELECTRICITY SERVICES COSTS FOR MANGAUNG METRO
Other Services
5. ILLUMINATING SIGNS
| For 30 days consumptions |  | 111 | 127.65 | 1656 | 1197% | 248.4 | 1904.4 | 9100033030527 | 2012.9508 | 2127.689 | 2248.9673 | 2377.1584
6. Shifting
| 6.1 Shifting of meter to meter box on stand boundary - Domestic connection - Urban |  | 4980 | 5727 | 4930 | -13.92% | 739.5 | 5669.5 | 9100033030530 | 5992.6615 | 6334.2432 | 6695.2951 | 7076.9269
| 6.2 Shifting of connection - Pre-payment with ready board (per single connection) - Overhead only |  | 2760 | 3174 | 3440 | 8.381% | 516 | 3956 | 9100033030532 | 4181.492 | 4419.837 | 4671.7678 | 4938.0585
| 7. Hiring of Genset |  | 14740 | 16951 | 17920 | 5.716% | 2688 | 20608 | 9100033030534 | 21782.656 | 23024.2674 | 24336.6506 | 25723.8397
8. Conversion of a Meters
| 8.1 Conversion of a single register meter to Single phase Pre-payment where meterbox exist on erf boundary - ( No charge for Prepayment meter) |  | 2060 | 2369 | 2330 | -1.646% | 349.5 | 2679.5 | 9100033030537 | 2832.2315 | 2993.6687 | 3164.3078 | 3344.6734
| 8.2 Conversion of Three phase (TOU/kWH) connection to Prepayment meter - Existing meterbox on erf boundary |  | 1810 | 2081.5 | 2030 | -2.474% | 304.5 | 2334.5 | 9100033030539 | 2467.5665 | 2608.2178 | 2756.8862 | 2914.0287
| 9. Excavations within public areas leading to damage to electricity cables, including attempts of theft |  | Estimated cost of material, Labour, Transport plus 10% |  | R10 900 plus the estimated cost of material, Labour, Transport plus 10% | R10 900 plus the estimated cost of material, Labour, Transport plus 10%
| 10. In the case of damage to a low voltage cable or line installation, or any part of the installation |  | Estimated cost of material, Labour, Transport plus 10% |  | R10 900 plus the estimated cost of material, Labour, Transport plus 10% | R10 900 plus the estimated cost of material, Labour, Transport plus 10%
| 11. Cost for damaging any 11kV cable |  | R20 000.00 per cable plus additional cost incurred of material, labour and transport plus 10% |  | R22 000.00 per cable plus additional cost incurred of material, labour and transport plus 10% | R22 000.00 per cable plus additional cost incurred of material, labour and transport plus 10%
| 13. Cost for damaging any 33kV PILC/XLPE cable |  | R40 000.00 per cable plus additional cost incurred of material, labour and transport plus 10% |  | R80 000.00 per cable plus additional cost incurred of material, labour and transport plus 10% | R80 000.00 per cable plus additional cost incurred of material, labour and transport plus 10%
| 14. Cost for damaging any 132kV PILC/XLPE cable |  | R80 000.00 per cable plus additional cost incurred of material, labour and transport plus 10% |  | R100 000.00 per cable plus additional cost incurred of material, labour and transport plus 10% | R100 000.00 per cable plus additional cost incurred of material, labour and transport plus 10%
Initial deposit for energy accounts
| Residential |  |  | 2665 | 2816.905 | 5.7% | 422.5357 | 3239.4407 | 9100033030416 | 3424.0889 | 3619.2619 | 3825.5599 | 4043.6168
| Business |  |  | 13005.2 | 13746.4964 | 5.7% | 2061.9745 | 15808.4709 | 9100033030416 | 16709.5537 | 17661.9983 | 18668.7322 | 19732.8499
| Bulk |  |  | 65026 | 68732.482 | 5.7% | 10309.8723 | 79042.3543 | 9100033030416 | 83547.7685 | 88309.9913 | 93343.6608 | 98664.2495
NB All deposits will be adjusted automatically should consumption charges be found to be more than the deposit held to cover the risk
NB Bulk deposits are veriable due to recommendations from engineering departmenet
ALL SERVICES ABOVE R10'000.00 CAN BE PAID OFF BY PAYING THE AMOUNT FOR THE
NON-RECOVERABLE COSTS AND OPENING AN ACCOUNT AT THE FINANCE DIRECTORATE FOR THE
PAYING OFF OF THE RECOVERABLE COSTS.
** The above will not apply to any levies charged for tampering or outstanding accounts.
DEPOSIT FOR ENERGY ACCOUNT - Energy account deposit according to connection size.
NB* ALL DEPOSITS WILL BE ADJUSTED AUTOMATICALLY SHOULD CONSUMPTION CHARGES BE FOUND TO BE MORE THAN THE DEPOSIT HELD TO COVER THE RISK
NB* BULK DEPOSITS ARE VARIABLE DUE TO RECOMMENDATIONS FROM ENGINEERING DEPARTMENT

## Summary Mangaung 2026_27
CENTLEC : ELECTRICITY SERVICES COSTS FOR MANGAUNG METROPOLITAN MUNICIPALITY
|  |  | EXISTING | EXISTING | APPROVED | % | VAT @ | TOTAL | REVENUE | PROPOSED | PROPOSED | PROPOSED | PROPOSED | Comments
| ELECTRICAL SERVICE TARIFFS |  | TARIFFS | TARIFFS | TARIFFS | INCREASE | 15% | (Inc VAT) | VOTE | TARIFFS | TARIFFS | TARIFFS | TARIFFS
|  | Area | 2025/2026 | 2025/2026 | 2026/2027 | 2026/2027 | 2026/2027 | 2026/2027 | NUMBER | 2026/2027 | 2027/2028 | 2028/2029 | 2029/2030
|  | applicable | (Excl.vat) | (Incl.vat) | (Excl.vat) |  |  |  |  | (Excl.vat) | (Excl.vat) | (Excl.vat) | (Excl.vat)
[14 empty] | Material | Labour | Transport
****** COST ESTIMATE SHALL BE PROVIDED, ON REQUEST, FOR SERVICES NOT LISTED ******
1. NEW CONNECTIONS:
| 1.1 Single phase overhead connection with Split Pre-payment meter taken from overhead network - No Ready board | Urban Area | 7370 | 8475.5 | 7330 | -13.52% | 1099.5 | 8429.5 | 9100033030416 | 7747.81 | 8189.4352 | 8656.233 | 9149.6383 | Went up | Went up | Went up
| 1.2 Single phase overhead connection with Split Pre-payment meter taken from overhead network - With Ready board | Urban Area | 8770 | 10085.5 | 8710 | -13.64% | 1306.5 | 10016.5 | 9100033030416 | 9206.47 | 9731.2388 | 10285.9194 | 10872.2168 | Went up | Went up | Went up
| 1.3 Single phase underground/ovehead connection with Split Pre-payment meter taken from underground/overhead network (Flisp Housing) - With Ready board | Urban | 13760 | 15824 | 13670 | -13.61% | 2050.5 | 15720.5 | 9100033030416 | 14449.19 | 15272.7938 | 16143.3431 | 17063.5136 | Went up | Went up | Went up
| 1.4 New connection (Permanent) for Church/ Creche with NPO certificate & Proof of Title deeds paper registered with Church/Creche: Single phase Split Prepaid meter | Urban Area | 15240 | 17526 | 15140 | -13.61% | 2271 | 17411 | 9100033030416 | 16002.98 | 16915.1499 | 17879.3134 | 18898.4343 | Went up | Went up | Went up
| 1.5 Single phase domestic connection in meter box placed on stand boundary taken from underground cable network (Connection to an erf, where the development costs has been paid) - | Urban Area
| 1.5.1 Connection in meter box, Single Phase Time of Use kWh meter | Urban Area | 8560 | 9844 | 8510 | -13.55% | 1276.5 | 9786.5 | 9100033030416 | 8995.07 | 9507.789 | 10049.733 | 10622.5677 | Went up | Went up | Went up
| 1.5.2 Connection in meter box, Single phase Split pre-payment meter | Urban Area | 4950 | 5692.5 | 4930 | -13.39% | 739.5 | 5669.5 | 9100033030416 | 5211.01 | 5508.0376 | 5821.9957 | 6153.8495 | Went up | Went up | Went up
| 1.6 Single phase Pre-payment meters for areas that are fully subsidised. (Grants from different departments, e.g USDG, etc) | Urban Area | 1010 | 1161.5 | 1000 | -13.9% | 150 | 1150 | 9100033030416 | 1057 | 1117.249 | 1180.9322 | 1248.2453 | Went up | Went up | Went up
1.7 Subdivision (Domestic):
| 1.7.1 Subdivision Urban Area: A new Single Phase Split pre-payment meter for domestic connection | Urban Area | 28540 | 32821 | 28360 | -13.59% | 4254 | 32614 | 9100033030416 | 29976.52 | 31685.1816 | 33491.237 | 35400.2375 | Went up | Went up | Went up
| 1.7.2 Subdivision Pri Urban Area: New Single Phase Split pre-payment meter connection in existing 11kV overhead line or where 11kV overhead line needs to be exteded up to 350m. | [Mangaung - peri urban] | 30890 | 35523.5 | 30690 | -13.61% | 4603.5 | 35293.5 | 9100033030417 | 32439.33 | 34288.3718 | 36242.809 | 38308.6491
| 1.7.3 Subdivision Pri Urban Area: New Single Phase Split pre-payment meter connection in existing 11kV overhead line or where 11kV overhead line needs to be exteded up to 350m. | [Regional - peri urban] | 22770 | 26185.5 | 22620 | -13.62% | 3393 | 26013 | 9100033030418 | 23909.34 | 25272.1724 | 26712.6862 | 28235.3093
| 1.7.4 Subdivision Peri Urban Area: New Three Split pre-payment meter connection on the stand boundary, where 11kV overhead line needs to be exteded up to 350m at ADMD = 7,5KVA |  | Actual estimated cost plus network contribution for 7.5kVA | Actual estimated cost plus network contribution for 7.5kVA | Actual estimated cost plus network contribution for 7.5kVA |  |  |  |  | Actual estimated cost plus network contribution for 7.5kVA | Actual estimated cost plus network contribution for 7.5kVA
| 1.8 SSEG Single Phase Time of Use kWh meter (Connection to an erf, where the development costs has been paid) | Peri/Urban area | 8560 | 9844 | 8510 | -13.55% | 1276.5 | 9786.5 | 9100033030421 | 8995.07 | 9507.789 | 10049.733 | 10622.5677
| 1.9 Single phase Peri-Urban domestic connection with TOU kWh meter. Supplied by 25kVA single phase transformer (80A) from 11kV overhead line (where an 11kV line exists and is within the first 350m) | [Mangaung - peri urban area] | 31400 | 36110 | 31210 | -13.57% | 4681.5 | 35891.5 | 9100033030423 | 32988.97 | 34869.3413 | 36856.8937 | 38957.7367
| 1.10 Single phase Peri-Urban domestic connection - Prepayment meter. - Supplied by 25kVA single phase Trfr (80A) from 11kV overhead line (where an 11kV line exists and is within the first 350m) | [Regional - peri urban area] | 24520 | 28198 | 24370 | -13.58% | 3655.5 | 28025.5 | 9100033030425 | 25759.09 | 27227.3581 | 28779.3175 | 30419.7386
| 1.11 Additional Meters Peri-Urban Area: 1x 1ph Split pre-paid meter connection- limited up to 200kVA, LV per Erf. If more than one (1) meter is reuested, a cost estimate will be done. | [Peri - urban area] | 4160 | 4784 | 4140 | -13.46% | 621 | 4761 | 9100033030427 | 4375.98 | 4625.4109 | 4889.0593 | 5167.7357
| 1.12 Additional Meters Urban Area: 1x 1ph Split pre-paid meter connection- limited up to 500kVA, LV per Erf. If more than one (1) meter is reuested, a cost estimate will be done. | [Urban area] | 2940 | 3381 | 2930 | -13.34% | 439.5 | 3369.5 | 9100033030429 | 3097.01 | 3273.5396 | 3460.1313 | 3657.3588
2. NEW THREE PHASE DOMESTIC CONNECTIONS
| 2.1 Three phase domestic connection (80A) in meter box, Time of use (TOU) meter : Connection in meter box placed on stand boundary (Connection to an erf, where the development costs has NOT been paid). | [Mangaung - Urban] | 30080 | 34592 | 29790 | -13.88% | 4468.5 | 34258.5 | 9100033030433 | 31488.03 | 33282.8477 | 35179.97 | 37185.2283
| 2.2 Three phase domestic connection (80A) in meter box, Time of use (TOU) meter : Connection in meter box placed on stand boundary (Connection to an erf, where the development costs has NOT been paid) . | [Regional - Urban] | 18740 | 21551 | 17660 | -18.05% | 2649 | 20309 | 9100033030435 | 18666.62 | 19730.6173 | 20855.2625 | 22044.0125
| 2.3 SSEG Three phase domestic connection (80A) in meter box, Time of use (TOU) meter : Connection in meter box placed on stand boundary . (Connection to an erf, where the development costs has NOT been paid). | [Mangaung - Urban] | 29710 | 34166.5 | 29420 | -13.89% | 4413 | 33833 | 9100033030437 | 31096.94 | 32869.4656 | 34743.0251 | 36723.3775
| 2.4 SSEG Three phase domestic connection (80A) in meter box, Time of use (TOU) meter : Connection in meter box placed on stand boundary taken from (Connection to an erf, where the development costs has NOT been paid). | [Regional - Urban area] | 20460 | 23529 | 18840 | -19.93% | 2826 | 21666 | 9100033030439 | 19913.88 | 21048.9712 | 22248.7625 | 23516.942
| 2.5 Three phase domestic connection in meter box, Split pre-payment meter (Connection to an erf, where the development costs has NOT been paid) | [Mangaung - Urban] | 30270 | 34810.5 | 30270 | -13.04% | 4540.5 | 34810.5 | 9100033030441 | 31995.39 | 33819.1272 | 35746.8175 | 37784.3861
| 2.6 Three phase domestic connection in meter box, Split pre-payment meter. (Connection to an erf, where the development costs has NOT been paid) | [Regional - Urban] | 18420 | 21183 | 18420 | -13.04% | 2763 | 21183 | 9100033030443 | 19469.94 | 20579.7266 | 21752.771 | 22992.6789
| 2.7 Three phase domestic connection (80A) in meter box, Time of use (TOU) meter : Connection in meter box placed on stand boundary (Connection to an erf, where the development costs has been paid [5kVA]). | [Mangaung - Urban] | 11890 | 13673.5 | 11890 | -13.04% | 1783.5 | 13673.5 | 9100033030445 | 12567.73 | 13284.0906 | 14041.2838 | 14841.6369
| 2.8 Three phase domestic connection (80A) in meter box, Time of use (TOU) meter : Connection in meter box placed on stand boundary (Connection to an erf, where the development costs has been paid [5kVA]). | [Regional - Urban] | 9110 | 10476.5 | 8030 | -23.35% | 1204.5 | 9234.5 | 9100033030447 | 8487.71 | 8971.5095 | 9482.8855 | 10023.41
| 2.9 SSEG Three phase domestic connection (80A) in meter box, Time of use (TOU) meter : Connection in meter box placed on stand boundary . (Connection to an erf, where the development costs has been paid [5kVA]). | [Mangaung - Urban] | 11890 | 13673.5 | 11890 | -13.04% | 1783.5 | 13673.5 | 9100033030449 | 12567.73 | 13284.0906 | 14041.2838 | 14841.6369
| 2.10 SSEG Three phase domestic connection (80A) in meter box, Time of use (TOU) meter : Connection in meter box placed on stand boundary taken from (Connection to an erf, where the development costs has been paid [5kVA]). | [Regional - Urban area] | 9110 | 10476.5 | 8030 | -23.35% | 1204.5 | 9234.5 | 9100033030451 | 8487.71 | 8971.5095 | 9482.8855 | 10023.41
| 2.11 Three phase domestic connection in meter box, Split pre-payment meter (Connection to an erf, where the development costs has been paid [5kVA]). | [Mangaung - Urban] | 12740 | 14651 | 12740 | -13.04% | 1911 | 14651 | 9100033030453 | 13466.18 | 14233.7523 | 15045.0761 | 15902.6455
| 2.12 Three phase domestic connection in meter box, Split pre-payment meter. (Connection to an erf, where the development costs has been paid [5kVA]). | [Regional - Urban] | 8800 | 10120 | 8800 | -13.04% | 1320 | 10120 | 9100033030455 | 9301.6 | 9831.7912 | 10392.2033 | 10984.5589
| 2.13 Additional Meters Urban Area: 1x 3ph Split pre-paid meter connection- limited up to 500kVA, LV per Erf. If more than one (1) meter is required, a cost estimate will be done. | [Urban area] | 3330 | 3829.5 | 3330 | -13.04% | 499.5 | 3829.5 | 9100033030457 | 3519.81 | 3720.4392 | 3932.5042 | 4156.6569
| 2.14 Additional Meters Peri-Urban Area: 1x 3ph Split pre-paid meter connection- limited up to 200kVA, LV per Erf. If more than one (1) meter is required, a cost estimate will be done. | [Peri - urban area] | 3330 | 3829.5 | 3330 | -13.04% | 499.5 | 3829.5 | 9100033030459 | 3519.81 | 3720.4392 | 3932.5042 | 4156.6569
| 2.15 Three phase domestic connection (80A) in meter box, Time of use (TOU) meter : Connection in meter box placed on stand boundary (Connection to an erf, where the development costs has NOT been paid). | [Mangaung - Peri urban] | 41290 | 47483.5 | 41290 | -13.04% | 6193.5 | 47483.5 | 9100033030461 | 43643.53 | 46131.2112 | 48760.6902 | 51540.0496
| 2.16 Three phase domestic connection (80A) in meter box, Time of use (TOU) meter : Connection in meter box placed on stand boundary (Connection to an erf, where the development costs has NOT been paid) . | [Regional - Peri urban] | 18740 | 21551 | 17660 | -18.05% | 2649 | 20309 | 9100033030463 | 18666.62 | 19730.6173 | 20855.2625 | 22044.0125
| 2.17 SSEG Three phase domestic connection (80A) in meter box, Time of use (TOU) meter : Connection in meter box placed on stand boundary . (Connection to an erf, where the development costs has NOT been paid). | [Mangaung - Peri urban] | 41290 | 47483.5 | 41290 | -13.04% | 6193.5 | 47483.5 | 9100033030465 | 43643.53 | 46131.2112 | 48760.6902 | 51540.0496
| 2.18 SSEG Three phase domestic connection (80A) in meter box, Time of use (TOU) meter : Connection in meter box placed on stand boundary taken from (Connection to an erf, where the development costs has NOT been paid). | [Regional - Peri urban area] | 18740 | 21551 | 17660 | -18.05% | 2649 | 20309 | 9100033030467 | 18666.62 | 19730.6173 | 20855.2625 | 22044.0125
| 2.19 Three phase domestic connection in meter box, Split pre-payment meter (Connection to an erf, where the development costs has NOT been paid) | [Mangaung - Peri urban] | 44500 | 51175 | 44500 | -13.04% | 6675 | 51175 | 9100033030469 | 47036.5 | 49717.5805 | 52551.4826 | 55546.9171
| 2.20 Three phase domestic connection in meter box, Split pre-payment meter. (Connection to an erf, where the development costs has NOT been paid) | [Regional - Peri urban] | 32650 | 37547.5 | 32650 | -13.04% | 4897.5 | 37547.5 | 9100033030471 | 34511.05 | 36478.1798 | 38557.4361 | 40755.21
| 2.21 Three phase domestic connection (80A) in meter box, Time of use (TOU) meter : Connection in meter box placed on stand boundary (Connection to an erf, where the development costs has been paid [5kVA]). | [Mangaung - Peri urban] | 15850 | 18227.5 | 15850 | -13.04% | 2377.5 | 18227.5 | 9100033030473 | 16753.45 | 17708.3966 | 18717.7753 | 19784.6884
| 2.22 Three phase domestic connection (80A) in meter box, Time of use (TOU) meter : Connection in meter box placed on stand boundary (Connection to an erf, where the development costs has been paid [5kVA]). | [Regional - Peri urban] | 13070 | 15030.5 | 11990 | -20.23% | 1798.5 | 13788.5 | 9100033030475 | 12673.43 | 13395.8155 | 14159.377 | 14966.4615
| 2.23 SSEG Three phase domestic connection (80A) in meter box, Time of use (TOU) meter : Connection in meter box placed on stand boundary . (Connection to an erf, where the development costs has been paid [5kVA]). | [Mangaung - Peri urban] | 15850 | 18227.5 | 15850 | -13.04% | 2377.5 | 18227.5 | 9100033030477 | 16753.45 | 17708.3966 | 18717.7753 | 19784.6884
| 2.24 SSEG Three phase domestic connection (80A) in meter box, Time of use (TOU) meter : Connection in meter box placed on stand boundary taken from (Connection to an erf, where the development costs has been paid [5kVA]). | [Regional - Peri urban area] | 13070 | 15030.5 | 11990 | -20.23% | 1798.5 | 13788.5 | 9100033030479 | 12673.43 | 13395.8155 | 14159.377 | 14966.4615
| 2.25 Three phase domestic connection in meter box, Split pre-payment meter (Connection to an erf, where the development costs has been paid [5kVA]). | [Mangaung - Peri urban] | 19060 | 21919 | 19060 | -13.04% | 2859 | 21919 | 9100033030481 | 20146.42 | 21294.7659 | 22508.5676 | 23791.556
| 2.26 Three phase domestic connection in meter box, Split pre-payment meter. (Connection to an erf, where the development costs has been paid [5kVA]). | [Regional - Peri urban] | 11190 | 12868.5 | 11190 | -13.04% | 1678.5 | 12868.5 | 9100033030483 | 11827.83 | 12502.0163 | 13214.6312 | 13967.8652
| CENTLEC : ELECTRICITY SERVICES COSTS FOR MANGAUNG METROPOLITAN MUNICIPALITY |  |  |  | PROPOSED
TARIFFS
3. TEMPORARY CONNECTIONS - MAXIMUM PERIOD OF 12 MONTHS
These power supply points will be given only where infrastructure already exists. In all other instances cost estimates will be quoted on request
3. TEMPORARY CONNECTIONS - MAXIMUM PERIOD OF 12 MONTHS
| 3.1 Temporary BUILDERS underground connection - Three phase 80 Ampère Prepaid meter only. Please note: These connections would only be permitted for a maximum period of 12 months after which it will be removed by CENTLEC. (Where a trench is not longer than 12m) |  | 27870 | 32050.5 | 30220 | -5.711% | 4533 | 34753 | 9100033030492 | 31942.54 | 33763.2648 | 35687.7709 | 37721.9738
3.2 Temporary connection for a special events - These temporary connections would only be permitted for Municipality approved special short term events and it would be removed afterwards
| 3.2.1 Temporary connection for a special event - Single phase 80Ampère P/P with over head Airdac. Applicable where NO meter box is required - Social, Cultural and community events. - Maximum 5 days Only. (Permit letter be attached from Municipality) |  | 12100 | 13915 | 4500 | -67.66% | 675 | 5175 | 9100033030495 | 4756.5 | 5027.6205 | 5314.1949 | 5617.104
| 3.2.2 Temporary connection for a special event - Three phase 80Ampère P/P with over head Airdac. Applicable where NO meter box is required - Social, Cultural and community events. - Maximum 5 days Only. (Permit letter be attached from Municipality) |  | 12100 | 13915 | 3190 | -77.08% | 478.5 | 3668.5 | 9100033030496 | 3371.83 | 3564.0243 | 3767.1737 | 3981.9026
| 3.3 Temporary connection for a special event - Single phase 80Ampère P/P- Temporary Church , temporary creches, temporary Car wash ect (where a trench is not longer than 12m) - Maximum 12 months Only. (Permit letter be attached from Municipality and only Subsidised Areas) |  | 38910 | 44746.5 | 16940 | -62.14% | 2541 | 19481 | 9100033030498 | 17905.58 | 18926.1981 | 20004.9913 | 21145.2759
| 3.4 Temporary connection for a special event - Three phase 80Ampère (Subsidised Areas) Temporary connection for a special event - Single phase 80Ampère P/P- Temporary Church , temporary creches, temporary Car wash ect (where a trench is not longer than 12m) - Maximum 12 months Only. (Permit letter be attached from Municipality) |  | 38200 | 43930 | 34800 | -20.78% | 5220 | 40020 | 9100033030500 | 36783.6 | 38880.2652 | 41096.4403 | 43438.9374
CENTLEC : ELECTRICITY SERVICES COSTS FOR MANGAUNG METROPOLITAN MUNICIPALITY
4. Upgrade Residential
| 4.1 Upgrade of single phase Urban connection to three phase - Time of Use Meter(TOU) | [Mangaung] | 21350 | 24552.5 | 13790 | -43.83% | 2068.5 | 15858.5 | 9100033030507 | 14576.03 | 15406.8637 | 16285.0549 | 17213.3031
| 4.2 Upgrade of single phase Urban connection to three phase - Split pre-payment meter | [Mangaung - Urban] | 13670 | 15720.5 | 14760 | -6.11% | 2214 | 16974 | 9100033030509 | 15601.32 | 16490.5952 | 17430.5592 | 18424.101
| 4.3 Upgrading of single phase Urban connection to three phase - Time of Use Meter(TOU) | [Regional - Urban] | 18400 | 21160 | 10460 | -50.57% | 1569 | 12029 | 9100033030511 | 11056.22 | 11686.4245 | 12352.5507 | 13056.6461
| 4.4 Upgrade of single phase Urban connection to three phase - Split pre-payment meter | [Regional - Urban] | 16290 | 18733.5 | 10090 | -46.14% | 1513.5 | 11603.5 | 9100033030513 | 10665.13 | 11273.0424 | 11915.6058 | 12594.7954
| 4.5 Upgrade of single phase Peri-Urban connection to three phase -Time of Use Meter(TOU) | [Mangaung - Urban] | 22900 | 26335 | 19730 | -25.08% | 2959.5 | 22689.5 | 9100033030515 | 20854.61 | 22043.3228 | 23299.7922 | 24627.8803
| 4.6 Upgrade of single phase Peri-Urban connection to three phase -Split pre-payment meter | [Mangaung - Peri urban] | 24860 | 28589 | 19730 | -30.99% | 2959.5 | 22689.5 | 9100033030517 | 20854.61 | 22043.3228 | 23299.7922 | 24627.8803
| 4.7 Upgrade of single phase Peri-Urban connection to three phase -Time of Use Meter(TOU) | [Regional - Peri urban] | 23860 | 27439 | 16550 | -39.68% | 2482.5 | 19032.5 | 9100033030519 | 17493.35 | 18490.4709 | 19544.4278 | 20658.4602
| 4.8 Conversion of single phase Peri-Urban connection to three phase - Split pre-payment meter | [Regional - Peri urban] | 21370 | 24575.5 | 15780 | -35.79% | 2367 | 18147 | 9100033030521 | 16679.46 | 17630.1892 | 18635.11 | 19697.3113
CENTLEC : ELECTRICITY SERVICES COSTS FOR MANGAUNG METROPOLITAN MUNICIPALITY
Other Services
5. ILLUMINATING SIGNS
| For 30 days consumptions |  | 111 | 127.65 | 1656 | 1197% | 248.4 | 1904.4 | 9100033030527 | 1750.392 | 1850.1643 | 1955.6237 | 2067.0943
6. Shifting
| 6.1 Shifting of meter to meter box on stand boundary - Domestic connection - Urban |  | 4980 | 5727 | 4930 | -13.92% | 739.5 | 5669.5 | 9100033030530 | 5211.01 | 5508.0376 | 5821.9957 | 6153.8495
| 6.2 Shifting of connection - Pre-payment with ready board (per single connection) - Overhead only |  | 2760 | 3174 | 3440 | 8.381% | 516 | 3956 | 9100033030532 | 3636.08 | 3843.3366 | 4062.4067 | 4293.9639
| 7. Hiring of Genset |  | 14740 | 16951 | 17920 | 5.716% | 2688 | 20608 | 9100033030534 | 18941.44 | 20021.1021 | 21162.3049 | 22368.5563
8. Conversion of a Meters
| 8.1 Conversion of a single register meter to Single phase Pre-payment where meterbox exist on erf boundary - ( No charge for Prepayment meter) |  | 2060 | 2369 | 2330 | -1.646% | 349.5 | 2679.5 | 9100033030537 | 2462.81 | 2603.1902 | 2751.572 | 2908.4116
| 8.2 Conversion of Three phase (TOU/kWH) connection to Prepayment meter - Existing meterbox on erf boundary |  | 1810 | 2081.5 | 2030 | -2.474% | 304.5 | 2334.5 | 9100033030539 | 2145.71 | 2268.0155 | 2397.2924 | 2533.938
| 9. Excavations within public areas leading to damage to electricity cables, including attempts of theft |  | Estimated cost of material, Labour, Transport plus 10% |  | R10 900 plus the estimated cost of material, Labour, Transport plus 10% | R10 900 plus the estimated cost of material, Labour, Transport plus 10%
| 10. In the case of damage to a low voltage cable or line installation, or any part of the installation |  | Estimated cost of material, Labour, Transport plus 10% |  | R10 900 plus the estimated cost of material, Labour, Transport plus 10% | R10 900 plus the estimated cost of material, Labour, Transport plus 10%
| 11. Cost for damaging any 11kV cable |  | R20 000.00 per cable plus additional cost incurred of material, labour and transport plus 10% |  | R22 000.00 per cable plus additional cost incurred of material, labour and transport plus 10% | R22 000.00 per cable plus additional cost incurred of material, labour and transport plus 10%
| 13. Cost for damaging any 33kV PILC/XLPE cable |  | R40 000.00 per cable plus additional cost incurred of material, labour and transport plus 10% |  | R80 000.00 per cable plus additional cost incurred of material, labour and transport plus 10% | R80 000.00 per cable plus additional cost incurred of material, labour and transport plus 10%
| 14. Cost for damaging any 132kV PILC/XLPE cable |  | R80 000.00 per cable plus additional cost incurred of material, labour and transport plus 10% |  | R100 000.00 per cable plus additional cost incurred of material, labour and transport plus 10% | R100 000.00 per cable plus additional cost incurred of material, labour and transport plus 10%
15. REVENUE PROTECTION QUOTATIONS AND FINES
15.1 Residential Fine for Tampering and re-instatement of supply
| 15.1.1 PR1 - Residential 1 Ph (Prepaid and Rotational) | [Mangaung] |  |  | 15001.4348 |  |  |  |  | 15676.4993 | 16068.4118
| 15.1.2 PR1A - Residential 1ph (AMR meter 150A and smaller connection) | [Mangaung] |  |  | 22142.2435 |  |  |  |  | 23138.6444 | 23717.1105
| 15.1.3 PR3 - Residential 3 Ph (Prepaid and Rotational) | [Mangaung] |  |  | 32113.2696 |  |  |  |  | 33558.3667 | 34397.3259
| 15.1.4 PR3A - 1PR3 - Residential 3 Ph (AMR meter 150A and smaller connection) | [Mangaung] |  |  | 34741.7304 |  |  |  |  | 36305.1083 | 37212.736
15.2 Business Fine for Tampering and re-instatement of supply
| 15.2.1 PB1 - Business 1 Ph (Prepaid and Rotational) | [Mangaung] |  |  | 36824.2696 |  |  |  |  | 38481.3617 | 39443.3957
| 15.2.2 PB1G - Business 1 Ph (Prepaid and Rotational) Including Guest houses and Student Accommodation | [Mangaung] |  |  | 41952.0261 |  |  |  |  | 43839.8673 | 44935.8639
| 15.2.3 PB1A - Business 1 Ph (AMR meter 150A and smaller connection) | [Mangaung] |  |  | 39728.0174 |  |  |  |  | 41515.7782 | 42553.6726
| 15.2.4 PB3 - Business 3 Ph (Prepaid and Rotational) | [Mangaung] |  |  | 42928.0087 |  |  |  |  | 44859.7691 | 45981.2633
| 15.2.5 PB3G - Business 3 Ph (Prepaid and Rotational) Including Guest houses and Student Accommodation | [Mangaung] |  |  | 62561.6696 |  |  |  |  | 65376.9447 | 67011.3683
| 15.2.6 PB3A - Business 3 Ph (AMR meter 150A and smaller connection) | [Mangaung] |  |  | 51727.3304 |  |  |  |  | 54055.0603 | 55406.4368
15.3 Bulk Consumers (Above 150A) for Tampering and re-instatement of supply
| 15.3.1 TB300 - Bulk Consumers with connection size larger the 150A up to and including 300kVA | [Mangaung] |  |  | 132573.6435 |  |  |  |  | 138539.4574 | 142002.9439
| 15.3.2 TB300+ - Bulk Consumers with connection size larger than 300kVA | [Mangaung] |  |  | 205513.7304 |  |  |  |  | 214761.8483 | 220130.8945
15.4 General Fines and Quotations
| 15.4.1 Key - Keypad replacement where damage was caused on consumer side | [Mangaung] |  |  | 2871 |  |  |  |  | 3000.195 | 3075.1999
| 15.4.2 DAMM - Quotation for meter damaged/stolen where meter is inside the boundaries of client property | [Mangaung] |  |  | 6428.3043 |  |  |  |  | 6717.578 | 6885.5175
| 15.4.3 ILLS - Illegal shifting of connection from original point of installation | [Mangaung] |  |  | 10214.9043 |  |  |  |  | 10674.575 | 10941.4394
15.5 Fines for Persistent tampering
| 15.5.1 PR1 - First persistent tamper after issuing of initial quotation | [Mangaung] |  |  | 18751.7913 |  |  |  |  | 19595.6219 | 20085.5125
| 15.5.2 PR1 - Second persistent tamper after issuing of first persistent tamper | [Mangaung] |  |  | 23439.7391 |  |  |  |  | 24494.5274 | 25106.8906
| 15.5.3 PR1A - First persistent tamper after issuing of initial quotation | [Mangaung] |  |  | 27677.8087 |  |  |  |  | 28923.3101 | 29646.3928
| 15.5.4 PR1A - Second persistent tamper after issuing of first persistent tamper | [Mangaung] |  |  | 34597.2261 |  |  |  |  | 36154.1013 | 37057.9538
| 15.5.5 PR3 - First persistent tamper after issuing of initial quotation | [Mangaung] |  |  | 40141.5913 |  |  |  |  | 41947.9629 | 42996.662
| 15.5.6 PR3 - Second persistent tamper after issuing of first persistent tamper | [Mangaung] |  |  | 50176.9826 |  |  |  |  | 52434.9468 | 53745.8205
| 15.5.7 PR3A - First persistent tamper after issuing of initial quotation | [Mangaung] |  |  | 43427.1652 |  |  |  |  | 45381.3877 | 46515.9223
| 15.5.8 PR3A - Second persistent tamper after issuing of first persistent tamper | [Mangaung] |  |  | 54283.9565 |  |  |  |  | 56726.7346 | 58144.9029
| 15.5.9 PB1 - First persistent tamper after issuing of initial quotation | [Mangaung] |  |  | 46030.3391 |  |  |  |  | 48101.7044 | 49304.247
| 15.5.10 PB1 - Second persistent tamper after issuing of first persistent tamper | [Mangaung] |  |  | 57537.9217 |  |  |  |  | 60127.1282 | 61630.3064
| 15.5.11 PB1A - First persistent tamper after issuing of initial quotation | [Mangaung] |  |  | 49660.0261 |  |  |  |  | 51894.7273 | 53192.0954
| 15.5.12 PB1A - Second persistent tamper after issuing of first persistent tamper | [Mangaung] |  |  | 62075.0261 |  |  |  |  | 64868.4023 | 66490.1123
| 15.5.13 PB1G - First persistent tamper after issuing of initial quotation | [Mangaung] |  |  | 52440.0348 |  |  |  |  | 54799.8363 | 56169.8323
| 15.5.14 PB1G - Second persistent tamper after issuing of first persistent tamper | [Mangaung] |  |  | 65550.0435 |  |  |  |  | 68499.7954 | 70212.2903
| 15.5.15 PB3 - First persistent tamper after issuing of initial quotation | [Mangaung] |  |  | 53660.0087 |  |  |  |  | 56074.7091 | 57476.5768
| 15.5.16 PB3 - Second persistent tamper after issuing of first persistent tamper | [Mangaung] |  |  | 67075.0174 |  |  |  |  | 70093.3932 | 71845.728
| 15.5.17 PB3A - First persistent tamper after issuing of initial quotation | [Mangaung] |  |  | 64659.1652 |  |  |  |  | 67568.8277 | 69258.0483
| 15.5.18 PB3A - Second persistent tamper after issuing of first persistent tamper | [Mangaung] |  |  | 80823.9565 |  |  |  |  | 84461.0346 | 86572.5604
| 15.5.19 PB3G - First persistent tamper after issuing of initial quotation | [Mangaung] |  |  | 78202.087 |  |  |  |  | 81721.1809 | 83764.2104
| 15.5.20 PB3G - Second persistent tamper after issuing of first persistent tamper | [Mangaung] |  |  | 97752.6087 |  |  |  |  | 102151.4761 | 104705.263
| 15.5.21 TB300 - First persistent tamper after issuing of initial quotation | [Mangaung] |  |  | 165717.0522 |  |  |  |  | 173174.3195 | 177503.6775
| 15.5.22 TB300 - Second persistent tamper after issuing of first persistent tamper | [Mangaung] |  |  | 207146.3217 |  |  |  |  | 216467.9062 | 221879.6039
| 15.5.23 TB300+ - First persistent tamper after issuing of initial quotation | [Mangaung] |  |  | 256892.1652 |  |  |  |  | 268452.3127 | 275163.6205
| 15.5.24 TB300+ - Second persistent tamper after issuing of first persistent tamper | [Mangaung] |  |  | 321115.2 |  |  |  |  | 335565.384 | 343954.5186
Initial deposit for energy accounts
| Residential |  |  | 2665 | 2816.905 | 5.7% | 422.5357 | 3239.4407 | 9100033030416 | 2977.4686 | 3147.1843 | 3326.5738 | 3516.1885
| Business |  |  | 13005.2 | 13746.4964 | 5.7% | 2061.9745 | 15808.4709 | 9100033030416 | 14530.0467 | 15358.2594 | 16233.6801 | 17158.9999
| Bulk |  |  | 65026 | 68732.482 | 5.7% | 10309.8723 | 79042.3543 | 9100033030416 | 72650.2335 | 76791.2968 | 81168.4007 | 85794.9995
NB All deposits will be adjusted automatically should consumption charges be found to be more than the deposit held to cover the risk
NB Bulk deposits are variable due to recommendations from engineering department
ALL SERVICES ABOVE R10'000.00 CAN BE PAID OFF BY PAYING THE AMOUNT FOR THE
NON-RECOVERABLE COSTS AND OPENING AN ACCOUNT AT THE FINANCE DIRECTORATE FOR THE
PAYING OFF OF THE RECOVERABLE COSTS.
** The above will not apply to any levies charged for tampering or outstanding accounts.
DEPOSIT FOR ENERGY ACCOUNT - Energy account deposit according to connection size.
NB* ALL DEPOSITS WILL BE ADJUSTED AUTOMATICALLY SHOULD CONSUMPTION CHARGES BE FOUND TO BE MORE THAN THE DEPOSIT HELD TO COVER THE RISK
NB* BULK DEPOSITS ARE VARIABLE DUE TO RECOMMENDATIONS FROM ENGINEERING DEPARTMENT

## Summary Mangaung 2025_26 (2) (hidden)
CENTLEC : ELECTRICITY SERVICES COSTS FOR MANGAUNG METRO
|  |  | EXISTING | EXISTING | PROPOSED | % | VAT @ | TOTAL | REVENUE | TOTAL | TOTAL | TOTAL | TOTAL | Comments
| ELECTRICAL SERVICE TARIFFS |  | TARIFFS | TARIFFS | TARIFFS | INCREASE | 15% | (Inc VAT) | VOTE | (Inc VAT) | (Inc VAT) | (Inc VAT) | (Inc VAT)
|  | Area | 2025/2026 | 2025/2026 | 2026/2027 | 2026/2027 | 2026/2027 | 2026/2027 | NUMBER | 2026/2027 | 2027/2028 | 2028/2029 | 2029/2030
|  | applicable | (Excl.vat) | (Incl.vat) | (Excl.vat)
[14 empty] | Material | Labour | Transport
****** COST ESTIMATE SHALL BE PROVIDED, ON REQUEST, FOR SERVICES NOT LISTED ******
1. NEW CONNECTIONS:
| 1.1 Single phase overhead connection with Split Pre-payment meter taken from overhead network - No Ready board | Urban Area | 7370 | 8475.5 | 7330 | -13.52% | 1099.5 | 8429.5 | 9100033030416 | 8909.9815 | 9417.8504 | 9954.6679 | 10522.084 | Went up | Went up | Went up
| 1.2 Single phase overhead connection with Split Pre-payment meter taken from overhead network - With Ready board | Urban Area | 8770 | 10085.5 | 8710 | -13.64% | 1306.5 | 10016.5 | 9100033030416 | 10587.4405 | 11190.9246 | 11828.8073 | 12503.0493 | Went up | Went up | Went up
| 1.3 Single phase underground/ovehead connection with Split Pre-payment meter taken from underground/overhead network (Flisp Housing) - With Ready board | Urban | 13760 | 15824 | 13670 | -13.61% | 2050.5 | 15720.5 | 9100033030416 | 16616.5685 | 17563.7129 | 18564.8445 | 19623.0407 | Went up | Went up | Went up
| 1.4 New connection (Permanent) for Church/ Creche with NPO certificate & Proof of Title deeds paper registered with Church/Creche: Single phase Split Prepaid meter | Urban Area | 15240 | 17526 | 15140 | -13.61% | 2271 | 17411 | 9100033030416 | 18403.427 | 19452.4223 | 20561.2104 | 21733.1994 | Went up | Went up | Went up
| 1.5 Single phase domestic connection in meter box placed on stand boundary taken from underground cable network (Connection to an erf, where the development costs has been paid) - | Urban Area
| 1.5.1 Connection in meter box, Single Phase Time of Use kWh meter | Urban Area | 8560 | 9844 | 8510 | -13.55% | 1276.5 | 9786.5 | 9100033030416 | 10344.3305 | 10933.9573 | 11557.1929 | 12215.9529 | Went up | Went up | Went up
| 1.5.2 Connection in meter box, Single phase Split pre-payment meter | Urban Area | 4950 | 5692.5 | 4930 | -13.39% | 739.5 | 5669.5 | 9100033030416 | 5992.6615 | 6334.2432 | 6695.2951 | 7076.9269 | Went up | Went up | Went up
| 1.6 Single phase Pre-payment meters for areas that are fully subsidised. (Grants from different departments, e.g USDG, etc) | Urban Area | 1010 | 1161.5 | 1000 | -13.9% | 150 | 1150 | 9100033030416 | 1215.55 | 1284.8363 | 1358.072 | 1435.4821 | Went up | Went up | Went up
1.7 Subdivision (Domestic):
| 1.7.1 Subdivision Urban Area: A new Single Phase Split pre-payment meter for domestic connection | Urban Area | 28540 | 32821 | 28360 | -13.59% | 4254 | 32614 | 9100033030416 | 34472.998 | 36437.9589 | 38514.9225 | 40710.2731 | Went up | Went up | Went up
| 1.7.2 Subdivision Pri Urban Area: New Single Phase Split pre-payment meter connection in existing 11kV overhead line or where 11kV overhead line needs to be exteded up to 350m. | [Mangaung - peri urban] | 30890 | 35523.5 | 30690 | -13.61% | 4603.5 | 35293.5 | 9100033030417 | 37305.2295 | 39431.6276 | 41679.2304 | 44054.9465
| 1.7.3 Subdivision Pri Urban Area: New Single Phase Split pre-payment meter connection in existing 11kV overhead line or where 11kV overhead line needs to be exteded up to 350m. | [Regional - peri urban] | 22770 | 26185.5 | 22620 | -13.62% | 3393 | 26013 | 9100033030418 | 27495.741 | 29062.9982 | 30719.5891 | 32470.6057
| 1.7.4 Subdivision Peri Urban Area: New Three Split pre-payment meter connection on the stand boundary, where 11kV overhead line needs to be exteded up to 350m at ADMD = 7,5KVA |  | Actual estimated cost plus network contribution for 7.5kVA | Actual estimated cost plus network contribution for 7.5kVA | Actual estimated cost plus network contribution for 7.5kVA
| 1.8 SSEG Single Phase Time of Use kWh meter (Connection to an erf, where the development costs has been paid) | Peri/Urban area | 8560 | 9844 | 8510 | -13.55% | 1276.5 | 9786.5 | 9100033030421 | 10344.3305 | 10933.9573 | 11557.1929 | 12215.9529
| 1.9 Single phase Peri-Urban domestic connection with TOU kWh meter. Supplied by 25kVA single phase transformer (80A) from 11kV overhead line (where an 11kV line exists and is within the first 350m) | [Mangaung - peri urban area] | 31400 | 36110 | 31210 | -13.57% | 4681.5 | 35891.5 | 9100033030423 | 37937.3155 | 40099.7425 | 42385.4278 | 44801.3972
| 1.10 Single phase Peri-Urban domestic connection - Prepayment meter. - Supplied by 25kVA single phase Trfr (80A) from 11kV overhead line (where an 11kV line exists and is within the first 350m) | [Regional - peri urban area] | 24520 | 28198 | 24370 | -13.58% | 3655.5 | 28025.5 | 9100033030425 | 29622.9535 | 31311.4618 | 33096.2152 | 34982.6994
| 1.11 Additional Meters Peri-Urban Area: 1x 1ph Split pre-paid meter connection- limited up to 200kVA, LV per Erf. If more than one (1) meter is reuested, a cost estimate will be done. | [Peri - urban area] | 4160 | 4784 | 4140 | -13.46% | 621 | 4761 | 9100033030427 | 5032.377 | 5319.2225 | 5622.4182 | 5942.896
| 1.12 Additional Meters Urban Area: 1x 1ph Split pre-paid meter connection- limited up to 500kVA, LV per Erf. If more than one (1) meter is reuested, a cost estimate will be done. | [Urban area] | 2940 | 3381 | 2930 | -13.34% | 439.5 | 3369.5 | 9100033030429 | 3561.5615 | 3764.5705 | 3979.151 | 4205.9626
2. NEW THREE PHASE DOMESTIC CONNECTIONS
| 2.1 Three phase domestic connection (80A) in meter box, Time of use (TOU) meter : Connection in meter box placed on stand boundary (Connection to an erf, where the development costs has NOT been paid). | [Mangaung - Urban] | 30080 | 34592 | 29790 | -13.88% | 4468.5 | 34258.5 | 9100033030433 | 36211.2345 | 38275.2749 | 40456.9655 | 42763.0126
| 2.2 Three phase domestic connection (80A) in meter box, Time of use (TOU) meter : Connection in meter box placed on stand boundary (Connection to an erf, where the development costs has NOT been paid) . | [Regional - Urban] | 18740 | 21551 | 17660 | -18.05% | 2649 | 20309 | 9100033030435 | 21466.613 | 22690.2099 | 23983.5519 | 25350.6144
| 2.3 SSEG Three phase domestic connection (80A) in meter box, Time of use (TOU) meter : Connection in meter box placed on stand boundary . (Connection to an erf, where the development costs has NOT been paid). | [Mangaung - Urban] | 29710 | 34166.5 | 29420 | -13.89% | 4413 | 33833 | 9100033030437 | 35761.481 | 37799.8854 | 39954.4789 | 42231.8842
| 2.4 SSEG Three phase domestic connection (80A) in meter box, Time of use (TOU) meter : Connection in meter box placed on stand boundary taken from (Connection to an erf, where the development costs has NOT been paid). | [Regional - Urban area] | 20460 | 23529 | 18840 | -19.93% | 2826 | 21666 | 9100033030439 | 22900.962 | 24206.3168 | 25586.0769 | 27044.4833
| 2.5 Three phase domestic connection in meter box, Split pre-payment meter (Connection to an erf, where the development costs has NOT been paid) | [Mangaung - Urban] | 30270 | 34810.5 | 30270 | -13.04% | 4540.5 | 34810.5 | 9100033030441 | 36794.6985 | 38891.9963 | 41108.8401 | 43452.044
| 2.6 Three phase domestic connection in meter box, Split pre-payment meter. (Connection to an erf, where the development costs has NOT been paid) | [Regional - Urban] | 18420 | 21183 | 18420 | -13.04% | 2763 | 21183 | 9100033030443 | 22390.431 | 23666.6856 | 25015.6866 | 26441.5808
| 2.7 Three phase domestic connection (80A) in meter box, Time of use (TOU) meter : Connection in meter box placed on stand boundary (Connection to an erf, where the development costs has been paid [5kVA]). | [Mangaung - Urban] | 11890 | 13673.5 | 11890 | -13.04% | 1783.5 | 13673.5 | 9100033030445 | 14452.8895 | 15276.7042 | 16147.4763 | 17067.8825
| 2.8 Three phase domestic connection (80A) in meter box, Time of use (TOU) meter : Connection in meter box placed on stand boundary (Connection to an erf, where the development costs has been paid [5kVA]). | [Regional - Urban] | 9110 | 10476.5 | 8030 | -23.35% | 1204.5 | 9234.5 | 9100033030447 | 9760.8665 | 10317.2359 | 10905.3183 | 11526.9215
| 2.9 SSEG Three phase domestic connection (80A) in meter box, Time of use (TOU) meter : Connection in meter box placed on stand boundary . (Connection to an erf, where the development costs has been paid [5kVA]). | [Mangaung - Urban] | 11890 | 13673.5 | 11890 | -13.04% | 1783.5 | 13673.5 | 9100033030449 | 14452.8895 | 15276.7042 | 16147.4763 | 17067.8825
| 2.10 SSEG Three phase domestic connection (80A) in meter box, Time of use (TOU) meter : Connection in meter box placed on stand boundary taken from (Connection to an erf, where the development costs has been paid [5kVA]). | [Regional - Urban area] | 9110 | 10476.5 | 8030 | -23.35% | 1204.5 | 9234.5 | 9100033030451 | 9760.8665 | 10317.2359 | 10905.3183 | 11526.9215
| 2.11 Three phase domestic connection in meter box, Split pre-payment meter (Connection to an erf, where the development costs has been paid [5kVA]). | [Mangaung - Urban] | 12740 | 14651 | 12740 | -13.04% | 1911 | 14651 | 9100033030453 | 15486.107 | 16368.8151 | 17301.8376 | 18288.0423
| 2.12 Three phase domestic connection in meter box, Split pre-payment meter. (Connection to an erf, where the development costs has been paid [5kVA]). | [Regional - Urban] | 8800 | 10120 | 8800 | -13.04% | 1320 | 10120 | 9100033030455 | 10696.84 | 11306.5599 | 11951.0338 | 12632.2427
| 2.13 Additional Meters Urban Area: 1x 3ph Split pre-paid meter connection- limited up to 500kVA, LV per Erf. If more than one (1) meter is required, a cost estimate will be done. | [Urban area] | 3330 | 3829.5 | 3330 | -13.04% | 499.5 | 3829.5 | 9100033030457 | 4047.7815 | 4278.505 | 4522.3798 | 4780.1555
| 2.14 Additional Meters Peri-Urban Area: 1x 3ph Split pre-paid meter connection- limited up to 200kVA, LV per Erf. If more than one (1) meter is required, a cost estimate will be done. | [Peri - urban area] | 3330 | 3829.5 | 3330 | -13.04% | 499.5 | 3829.5 | 9100033030459 | 4047.7815 | 4278.505 | 4522.3798 | 4780.1555
| 2.15 Three phase domestic connection (80A) in meter box, Time of use (TOU) meter : Connection in meter box placed on stand boundary (Connection to an erf, where the development costs has NOT been paid). | [Mangaung - Peri urban] | 41290 | 47483.5 | 41290 | -13.04% | 6193.5 | 47483.5 | 9100033030461 | 50190.0595 | 53050.8929 | 56074.7938 | 59271.057
| 2.16 Three phase domestic connection (80A) in meter box, Time of use (TOU) meter : Connection in meter box placed on stand boundary (Connection to an erf, where the development costs has NOT been paid) . | [Regional - Peri urban] | 18740 | 21551 | 17660 | -18.05% | 2649 | 20309 | 9100033030463 | 21466.613 | 22690.2099 | 23983.5519 | 25350.6144
| 2.17 SSEG Three phase domestic connection (80A) in meter box, Time of use (TOU) meter : Connection in meter box placed on stand boundary . (Connection to an erf, where the development costs has NOT been paid). | [Mangaung - Peri urban] | 41290 | 47483.5 | 41290 | -13.04% | 6193.5 | 47483.5 | 9100033030465 | 50190.0595 | 53050.8929 | 56074.7938 | 59271.057
| 2.18 SSEG Three phase domestic connection (80A) in meter box, Time of use (TOU) meter : Connection in meter box placed on stand boundary taken from (Connection to an erf, where the development costs has NOT been paid). | [Regional - Peri urban area] | 18740 | 21551 | 17660 | -18.05% | 2649 | 20309 | 9100033030467 | 21466.613 | 22690.2099 | 23983.5519 | 25350.6144
| 2.19 Three phase domestic connection in meter box, Split pre-payment meter (Connection to an erf, where the development costs has NOT been paid) | [Mangaung - Peri urban] | 44500 | 51175 | 44500 | -13.04% | 6675 | 51175 | 9100033030469 | 54091.975 | 57175.2176 | 60434.205 | 63878.9547
| 2.20 Three phase domestic connection in meter box, Split pre-payment meter. (Connection to an erf, where the development costs has NOT been paid) | [Regional - Peri urban] | 32650 | 37547.5 | 32650 | -13.04% | 4897.5 | 37547.5 | 9100033030471 | 39687.7075 | 41949.9068 | 44341.0515 | 46868.4915
| 2.21 Three phase domestic connection (80A) in meter box, Time of use (TOU) meter : Connection in meter box placed on stand boundary (Connection to an erf, where the development costs has been paid [5kVA]). | [Mangaung - Peri urban] | 15850 | 18227.5 | 15850 | -13.04% | 2377.5 | 18227.5 | 9100033030473 | 19266.4675 | 20364.6561 | 21525.4415 | 22752.3917
| 2.22 Three phase domestic connection (80A) in meter box, Time of use (TOU) meter : Connection in meter box placed on stand boundary (Connection to an erf, where the development costs has been paid [5kVA]). | [Regional - Peri urban] | 13070 | 15030.5 | 11990 | -20.23% | 1798.5 | 13788.5 | 9100033030475 | 14574.4445 | 15405.1878 | 16283.2835 | 17211.4307
| 2.23 SSEG Three phase domestic connection (80A) in meter box, Time of use (TOU) meter : Connection in meter box placed on stand boundary . (Connection to an erf, where the development costs has been paid [5kVA]). | [Mangaung - Peri urban] | 15850 | 18227.5 | 15850 | -13.04% | 2377.5 | 18227.5 | 9100033030477 | 19266.4675 | 20364.6561 | 21525.4415 | 22752.3917
| 2.24 SSEG Three phase domestic connection (80A) in meter box, Time of use (TOU) meter : Connection in meter box placed on stand boundary taken from (Connection to an erf, where the development costs has been paid [5kVA]). | [Regional - Peri urban area] | 13070 | 15030.5 | 11990 | -20.23% | 1798.5 | 13788.5 | 9100033030479 | 14574.4445 | 15405.1878 | 16283.2835 | 17211.4307
| 2.25 Three phase domestic connection in meter box, Split pre-payment meter (Connection to an erf, where the development costs has been paid [5kVA]). | [Mangaung - Peri urban] | 19060 | 21919 | 19060 | -13.04% | 2859 | 21919 | 9100033030481 | 23168.383 | 24488.9808 | 25884.8527 | 27360.2893
| 2.26 Three phase domestic connection in meter box, Split pre-payment meter. (Connection to an erf, where the development costs has been paid [5kVA]). | [Regional - Peri urban] | 11190 | 12868.5 | 11190 | -13.04% | 1678.5 | 12868.5 | 9100033030483 | 13602.0045 | 14377.3188 | 15196.8259 | 16063.045
| CENTLEC : ELECTRICITY SERVICES COSTS FOR MANGAUNG METRO |  |  |  | PROPOSED
TARIFFS
3. TEMPORARY CONNECTIONS - MAXIMUM PERIOD OF 12 MONTHS
These power supply points will be given only where infrastructure already exists. In all other instances cost estimates will be quoted on request
3. TEMPORARY CONNECTIONS - MAXIMUM PERIOD OF 12 MONTHS
| 3.1 Temporary BUILDERS underground connection - Three phase 80 Ampère Prepaid meter only. Please note: These connections would only be permitted for a maximum period of 12 months after which it will be removed by CENTLEC. (Where a trench is not longer than 12m) |  | 27870 | 32050.5 | 30220 | -5.711% | 4533 | 34753 | 9100033030492 | 36733.921 | 38827.7545 | 41040.9365 | 43380.2699
3.2 Temporary connection for a special events - These temporary connections would only be permitted for Municipality approved special short term events and it would be removed afterwards
| 3.2.1 Temporary connection for a special event - Single phase 80Ampère P/P with over head Airdac. Applicable where NO meter box is required - Social, Cultural and community events. - Maximum 5 days Only. (Permit letter be attached from Municipality) |  | 12100 | 13915 | 4500 | -67.66% | 675 | 5175 | 9100033030495 | 5469.975 | 5781.7636 | 6111.3241 | 6459.6696
| 3.2.2 Temporary connection for a special event - Three phase 80Ampère P/P with over head Airdac. Applicable where NO meter box is required - Social, Cultural and community events. - Maximum 5 days Only. (Permit letter be attached from Municipality) |  | 12100 | 13915 | 3190 | -77.08% | 478.5 | 3668.5 | 9100033030496 | 3877.6045 | 4098.628 | 4332.2498 | 4579.188
| 3.3 Temporary connection for a special event - Single phase 80Ampère P/P- Temporary Church , temporary creches, temporary Car wash ect (where a trench is not longer than 12m) - Maximum 12 months Only. (Permit letter be attached from Municipality and only Subsidised Areas) |  | 38910 | 44746.5 | 16940 | -62.14% | 2541 | 19481 | 9100033030498 | 20591.417 | 21765.1278 | 23005.7401 | 24317.0672
| 3.4 Temporary connection for a special event - Three phase 80Ampère (Subsidised Areas) Temporary connection for a special event - Single phase 80Ampère P/P- Temporary Church , temporary creches, temporary Car wash ect (where a trench is not longer than 12m) - Maximum 12 months Only. (Permit letter be attached from Municipality) |  | 38200 | 43930 | 34800 | -20.78% | 5220 | 40020 | 9100033030500 | 42301.14 | 44712.305 | 47260.9064 | 49954.778
CENTLEC : ELECTRICITY SERVICES COSTS FOR MANGAUNG METRO
4. Upgrade Residential
| 4.1 Upgrade of single phase Urban connection to three phase - Time of Use Meter(TOU) | [Mangaung] | 21350 | 24552.5 | 13790 | -43.83% | 2068.5 | 15858.5 | 9100033030507 | 16762.4345 | 17717.8933 | 18727.8132 | 19795.2985
| 4.2 Upgrade of single phase Urban connection to three phase - Split pre-payment meter | [Mangaung - Urban] | 13670 | 15720.5 | 14760 | -6.11% | 2214 | 16974 | 9100033030509 | 17941.518 | 18964.1845 | 20045.143 | 21187.7162
| 4.3 Upgrading of single phase Urban connection to three phase - Time of Use Meter(TOU) | [Regional - Urban] | 18400 | 21160 | 10460 | -50.57% | 1569 | 12029 | 9100033030511 | 12714.653 | 13439.3882 | 14205.4333 | 15015.1431
| 4.4 Upgrade of single phase Urban connection to three phase - Split pre-payment meter | [Regional - Urban] | 16290 | 18733.5 | 10090 | -46.14% | 1513.5 | 11603.5 | 9100033030513 | 12264.8995 | 12963.9988 | 13702.9467 | 14484.0147
| 4.5 Upgrade of single phase Peri-Urban connection to three phase -Time of Use Meter(TOU) | [Mangaung - Urban] | 22900 | 26335 | 19730 | -25.08% | 2959.5 | 22689.5 | 9100033030515 | 23982.8015 | 25349.8212 | 26794.761 | 28322.0624
| 4.6 Upgrade of single phase Peri-Urban connection to three phase -Split pre-payment meter | [Mangaung - Peri urban] | 24860 | 28589 | 19730 | -30.99% | 2959.5 | 22689.5 | 9100033030517 | 23982.8015 | 25349.8212 | 26794.761 | 28322.0624
| 4.7 Upgrade of single phase Peri-Urban connection to three phase -Time of Use Meter(TOU) | [Regional - Peri urban] | 23860 | 27439 | 16550 | -39.68% | 2482.5 | 19032.5 | 9100033030519 | 20117.3525 | 21264.0416 | 22476.092 | 23757.2292
| 4.8 Conversion of single phase Peri-Urban connection to three phase - Split pre-payment meter | [Regional - Peri urban] | 21370 | 24575.5 | 15780 | -35.79% | 2367 | 18147 | 9100033030521 | 19181.379 | 20274.7176 | 21430.3765 | 22651.908
CENTLEC : ELECTRICITY SERVICES COSTS FOR MANGAUNG METRO
Other Services
5. ILLUMINATING SIGNS
| For 30 days consumptions |  | 111 | 127.65 | 1656 | 1197% | 248.4 | 1904.4 | 9100033030527 | 2012.9508 | 2127.689 | 2248.9673 | 2377.1584
6. Shifting
| 6.1 Shifting of meter to meter box on stand boundary - Domestic connection - Urban |  | 4980 | 5727 | 4930 | -13.92% | 739.5 | 5669.5 | 9100033030530 | 5992.6615 | 6334.2432 | 6695.2951 | 7076.9269
| 6.2 Shifting of connection - Pre-payment with ready board (per single connection) - Overhead only |  | 2760 | 3174 | 3440 | 8.381% | 516 | 3956 | 9100033030532 | 4181.492 | 4419.837 | 4671.7678 | 4938.0585
| 7. Hiring of Genset |  | 14740 | 16951 | 17920 | 5.716% | 2688 | 20608 | 9100033030534 | 21782.656 | 23024.2674 | 24336.6506 | 25723.8397
8. Conversion of a Meters
| 8.1 Conversion of a single register meter to Single phase Pre-payment where meterbox exist on erf boundary - ( No charge for Prepayment meter) |  | 2060 | 2369 | 2330 | -1.646% | 349.5 | 2679.5 | 9100033030537 | 2832.2315 | 2993.6687 | 3164.3078 | 3344.6734
| 8.2 Conversion of Three phase (TOU/kWH) connection to Prepayment meter - Existing meterbox on erf boundary |  | 1810 | 2081.5 | 2030 | -2.474% | 304.5 | 2334.5 | 9100033030539 | 2467.5665 | 2608.2178 | 2756.8862 | 2914.0287
| 9. Excavations within public areas leading to damage to electricity cables, including attempts of theft |  | Estimated cost of material, Labour, Transport plus 10% |  | R10 900 plus the estimated cost of material, Labour, Transport plus 10% | R10 900 plus the estimated cost of material, Labour, Transport plus 10%
| 10. In the case of damage to a low voltage cable or line installation, or any part of the installation |  | Estimated cost of material, Labour, Transport plus 10% |  | R10 900 plus the estimated cost of material, Labour, Transport plus 10% | R10 900 plus the estimated cost of material, Labour, Transport plus 10%
| 11. Cost for damaging any 11kV cable |  | R20 000.00 per cable plus additional cost incurred of material, labour and transport plus 10% |  | R22 000.00 per cable plus additional cost incurred of material, labour and transport plus 10% | R22 000.00 per cable plus additional cost incurred of material, labour and transport plus 10%
| 13. Cost for damaging any 33kV PILC/XLPE cable |  | R40 000.00 per cable plus additional cost incurred of material, labour and transport plus 10% |  | R80 000.00 per cable plus additional cost incurred of material, labour and transport plus 10% | R80 000.00 per cable plus additional cost incurred of material, labour and transport plus 10%
| 14. Cost for damaging any 132kV PILC/XLPE cable |  | R80 000.00 per cable plus additional cost incurred of material, labour and transport plus 10% |  | R100 000.00 per cable plus additional cost incurred of material, labour and transport plus 10% | R100 000.00 per cable plus additional cost incurred of material, labour and transport plus 10%
Initial deposit for energy accounts
| Residential |  |  | 2665 | 2816.905 | 5.7% | 422.5357 | 3239.4407 | 9100033030416 | 3424.0889 | 3619.2619 | 3825.5599 | 4043.6168
| Business |  |  | 13005.2 | 13746.4964 | 5.7% | 2061.9745 | 15808.4709 | 9100033030416 | 16709.5537 | 17661.9983 | 18668.7322 | 19732.8499
| Bulk |  |  | 65026 | 68732.482 | 5.7% | 10309.8723 | 79042.3543 | 9100033030416 | 83547.7685 | 88309.9913 | 93343.6608 | 98664.2495
NB All deposits will be adjusted automatically should consumption charges be found to be more than the deposit held to cover the risk
NB Bulk deposits are veriable due to recommendations from engineering departmenet
ALL SERVICES ABOVE R10'000.00 CAN BE PAID OFF BY PAYING THE AMOUNT FOR THE
NON-RECOVERABLE COSTS AND OPENING AN ACCOUNT AT THE FINANCE DIRECTORATE FOR THE
PAYING OFF OF THE RECOVERABLE COSTS.
** The above will not apply to any levies charged for tampering or outstanding accounts.
DEPOSIT FOR ENERGY ACCOUNT - Energy account deposit according to connection size.
NB* ALL DEPOSITS WILL BE ADJUSTED AUTOMATICALLY SHOULD CONSUMPTION CHARGES BE FOUND TO BE MORE THAN THE DEPOSIT HELD TO COVER THE RISK
NB* BULK DEPOSITS ARE VARIABLE DUE TO RECOMMENDATIONS FROM ENGINEERING DEPARTMENT

## Summary Mohokare 2024_25 (hidden)
CENTLEC : ELECTRICITY SERVICES COSTS FOR MANGAUNG METRO
|  |  | EXISTING | EXISTING | PROPOSED | % | VAT @ | TOTAL | REVENUE | TOTAL | TOTAL | TOTAL | TOTAL | Comments
| ELECTRICAL SERVICE TARIFFS |  | TARIFFS | TARIFFS | TARIFFS | INCREASE | 15% | (Inc VAT) | VOTE | (Inc VAT) | (Inc VAT) | (Inc VAT) | (Inc VAT)
|  | Area | 2025/2026 | 2025/2026 | 2026/2027 | 2026/2027 | 2026/2027 | 2026/2027 | NUMBER | 2024/2025 | 2025/2026 | 2026/2027 | 2027/2028
|  | applicable | (Excl.vat) | (Incl.vat) | (Excl.vat)
[14 empty] | Material | Labour | Transport
****** COST ESTIMATE SHALL BE PROVIDED, ON REQUEST, FOR SERVICES NOT LISTED ******
1. NEW CONNECTIONS:
| 1.1 Single phase overhead connection with Split Pre-payment meter taken from overhead network - No Ready board | Urban Area | 7370 | 8475.5 | 7330 | -13.52% | 1099.5 | 8429.5 | 9100033030416 | 8909.9815 | 9417.8504 | 9954.6679 | 10522.084 | Went up | Went up | Went up
| 1.2 Single phase overhead connection with Split Pre-payment meter taken from overhead network - With Ready board | Urban Area | 8770 | 10085.5 | 8710 | -13.64% | 1306.5 | 10016.5 | 9100033030416 | 10587.4405 | 11190.9246 | 11828.8073 | 12503.0493 | Went up | Went up | Went up
| 1.3 Single phase underground/ovehead connection with Split Pre-payment meter taken from underground/overhead network (Flisp Housing) - With Ready board | Urban | 13760 | 15824 | 13670 | -13.61% | 2050.5 | 15720.5 | 9100033030416 | 16616.5685 | 17563.7129 | 18564.8445 | 19623.0407 | Went up | Went up | Went up
| 1.4 New connection (Permanent) for Church/ Creche with NPO certificate & Proof of Title deeds paper registered with Church/Creche: Single phase Split Prepaid meter | Urban Area | 15240 | 17526 | 15140 | -13.61% | 2271 | 17411 | 9100033030416 | 18403.427 | 19452.4223 | 20561.2104 | 21733.1994 | Went up | Went up | Went up
| 1.5 Single phase domestic connection in meter box placed on stand boundary taken from underground cable network (Connection to an erf, where the development costs has been paid) - | Urban Area
| 1.5.1 Connection in meter box, Single Phase Time of Use kWh meter | Urban Area | 8560 | 9844 | 8510 | -13.55% | 1276.5 | 9786.5 | 9100033030416 | 10344.3305 | 10933.9573 | 11557.1929 | 12215.9529 | Went up | Went up | Went up
| 1.5.2 Connection in meter box, Single phase Split pre-payment meter | Urban Area | 4950 | 5692.5 | 4930 | -13.39% | 739.5 | 5669.5 | 9100033030416 | 5992.6615 | 6334.2432 | 6695.2951 | 7076.9269 | Went up | Went up | Went up
| 1.6 Single phase Pre-payment meters for areas that are fully subsidised. (Grants from different departments, e.g USDG, etc) | Urban Area | 1010 | 1161.5 | 1000 | -13.9% | 150 | 1150 | 9100033030416 | 1215.55 | 1284.8363 | 1358.072 | 1435.4821 | Went up | Went up | Went up
1.7 Subdivision (Domestic):
| 1.7.1 Subdivision Urban Area: A new Single Phase Split pre-payment meter for domestic connection | Urban Area | 28540 | 32821 | 28360 | -13.59% | 4254 | 32614 | 9100033030416 | 34472.998 | 36437.9589 | 38514.9225 | 40710.2731 | Went up | Went up | Went up
| 1.7.2 Subdivision Pri Urban Area: New Single Phase Split pre-payment meter connection in existing 11kV overhead line or where 11kV overhead line needs to be exteded up to 350m. | [Mangaung - peri urban] | 30890 | 35523.5 | 30690 | -13.61% | 4603.5 | 35293.5 | 9100033030417 | 37305.2295 | 39431.6276 | 41679.2304 | 44054.9465
| 1.7.3 Subdivision Pri Urban Area: New Single Phase Split pre-payment meter connection in existing 11kV overhead line or where 11kV overhead line needs to be exteded up to 350m. | [Regional - peri urban] | 22770 | 26185.5 | 22620 | -13.62% | 3393 | 26013 | 9100033030418 | 27495.741 | 29062.9982 | 30719.5891 | 32470.6057
| 1.7.4 Subdivision Peri Urban Area: New Three Split pre-payment meter connection on the stand boundary, where 11kV overhead line needs to be exteded up to 350m at ADMD = 7,5KVA |  | Actual estimated cost plus network contribution for 7.5kVA | Actual estimated cost plus network contribution for 7.5kVA | Actual estimated cost plus network contribution for 7.5kVA
| 1.8 SSEG Single Phase Time of Use kWh meter (Connection to an erf, where the development costs has been paid) | Peri/Urban area | 8560 | 9844 | 8510 | -13.55% | 1276.5 | 9786.5 | 9100033030421 | 10344.3305 | 10933.9573 | 11557.1929 | 12215.9529
| 1.9 Single phase Peri-Urban domestic connection with TOU kWh meter. Supplied by 25kVA single phase transformer (80A) from 11kV overhead line (where an 11kV line exists and is within the first 350m) | [Mangaung - peri urban area] | 31400 | 36110 | 31210 | -13.57% | 4681.5 | 35891.5 | 9100033030423 | 37937.3155 | 40099.7425 | 42385.4278 | 44801.3972
| 1.10 Single phase Peri-Urban domestic connection - Prepayment meter. - Supplied by 25kVA single phase Trfr (80A) from 11kV overhead line (where an 11kV line exists and is within the first 350m) | [Regional - peri urban area] | 24520 | 28198 | 24370 | -13.58% | 3655.5 | 28025.5 | 9100033030425 | 29622.9535 | 31311.4618 | 33096.2152 | 34982.6994
| 1.11 Additional Meters Peri-Urban Area: 1x 1ph Split pre-paid meter connection- limited up to 200kVA, LV per Erf. If more than one (1) meter is reuested, a cost estimate will be done. | [Peri - urban area] | 4160 | 4784 | 4140 | -13.46% | 621 | 4761 | 9100033030427 | 5032.377 | 5319.2225 | 5622.4182 | 5942.896
| 1.12 Additional Meters Urban Area: 1x 1ph Split pre-paid meter connection- limited up to 500kVA, LV per Erf. If more than one (1) meter is reuested, a cost estimate will be done. | [Urban area] | 2940 | 3381 | 2930 | -13.34% | 439.5 | 3369.5 | 9100033030429 | 3561.5615 | 3764.5705 | 3979.151 | 4205.9626
2. NEW THREE PHASE DOMESTIC CONNECTIONS
| 2.1 Three phase domestic connection (80A) in meter box, Time of use (TOU) meter : Connection in meter box placed on stand boundary (Connection to an erf, where the development costs has NOT been paid). | [Mangaung - Urban] | 30080 | 34592 | 29790 | -13.88% | 4468.5 | 34258.5 | 9100033030433 | 36211.2345 | 38275.2749 | 40456.9655 | 42763.0126
| 2.2 Three phase domestic connection (80A) in meter box, Time of use (TOU) meter : Connection in meter box placed on stand boundary (Connection to an erf, where the development costs has NOT been paid) . | [Regional - Urban] | 18740 | 21551 | 17660 | -18.05% | 2649 | 20309 | 9100033030435 | 21466.613 | 22690.2099 | 23983.5519 | 25350.6144
| 2.3 SSEG Three phase domestic connection (80A) in meter box, Time of use (TOU) meter : Connection in meter box placed on stand boundary . (Connection to an erf, where the development costs has NOT been paid). | [Mangaung - Urban] | 29710 | 34166.5 | 29420 | -13.89% | 4413 | 33833 | 9100033030437 | 35761.481 | 37799.8854 | 39954.4789 | 42231.8842
| 2.4 SSEG Three phase domestic connection (80A) in meter box, Time of use (TOU) meter : Connection in meter box placed on stand boundary taken from (Connection to an erf, where the development costs has NOT been paid). | [Regional - Urban area] | 20460 | 23529 | 18840 | -19.93% | 2826 | 21666 | 9100033030439 | 22900.962 | 24206.3168 | 25586.0769 | 27044.4833
| 2.5 Three phase domestic connection in meter box, Split pre-payment meter (Connection to an erf, where the development costs has NOT been paid) | [Mangaung - Urban] | 30270 | 34810.5 | 30270 | -13.04% | 4540.5 | 34810.5 | 9100033030441 | 36794.6985 | 38891.9963 | 41108.8401 | 43452.044
| 2.6 Three phase domestic connection in meter box, Split pre-payment meter. (Connection to an erf, where the development costs has NOT been paid) | [Regional - Urban] | 18420 | 21183 | 18420 | -13.04% | 2763 | 21183 | 9100033030443 | 22390.431 | 23666.6856 | 25015.6866 | 26441.5808
| 2.7 Three phase domestic connection (80A) in meter box, Time of use (TOU) meter : Connection in meter box placed on stand boundary (Connection to an erf, where the development costs has been paid [5kVA]). | [Mangaung - Urban] | 11890 | 13673.5 | 11890 | -13.04% | 1783.5 | 13673.5 | 9100033030445 | 14452.8895 | 15276.7042 | 16147.4763 | 17067.8825
| 2.8 Three phase domestic connection (80A) in meter box, Time of use (TOU) meter : Connection in meter box placed on stand boundary (Connection to an erf, where the development costs has been paid [5kVA]). | [Regional - Urban] | 9110 | 10476.5 | 8030 | -23.35% | 1204.5 | 9234.5 | 9100033030447 | 9760.8665 | 10317.2359 | 10905.3183 | 11526.9215
| 2.9 SSEG Three phase domestic connection (80A) in meter box, Time of use (TOU) meter : Connection in meter box placed on stand boundary . (Connection to an erf, where the development costs has been paid [5kVA]). | [Mangaung - Urban] | 11890 | 13673.5 | 11890 | -13.04% | 1783.5 | 13673.5 | 9100033030449 | 14452.8895 | 15276.7042 | 16147.4763 | 17067.8825
| 2.10 SSEG Three phase domestic connection (80A) in meter box, Time of use (TOU) meter : Connection in meter box placed on stand boundary taken from (Connection to an erf, where the development costs has been paid [5kVA]). | [Regional - Urban area] | 9110 | 10476.5 | 8030 | -23.35% | 1204.5 | 9234.5 | 9100033030451 | 9760.8665 | 10317.2359 | 10905.3183 | 11526.9215
| 2.11 Three phase domestic connection in meter box, Split pre-payment meter (Connection to an erf, where the development costs has been paid [5kVA]). | [Mangaung - Urban] | 12740 | 14651 | 12740 | -13.04% | 1911 | 14651 | 9100033030453 | 15486.107 | 16368.8151 | 17301.8376 | 18288.0423
| 2.12 Three phase domestic connection in meter box, Split pre-payment meter. (Connection to an erf, where the development costs has been paid [5kVA]). | [Regional - Urban] | 8800 | 10120 | 8800 | -13.04% | 1320 | 10120 | 9100033030455 | 10696.84 | 11306.5599 | 11951.0338 | 12632.2427
| 2.13 Additional Meters Urban Area: 1x 3ph Split pre-paid meter connection- limited up to 500kVA, LV per Erf. If more than one (1) meter is required, a cost estimate will be done. | [Urban area] | 3330 | 3829.5 | 3330 | -13.04% | 499.5 | 3829.5 | 9100033030457 | 4047.7815 | 4278.505 | 4522.3798 | 4780.1555
| 2.14 Additional Meters Peri-Urban Area: 1x 3ph Split pre-paid meter connection- limited up to 200kVA, LV per Erf. If more than one (1) meter is required, a cost estimate will be done. | [Peri - urban area] | 3330 | 3829.5 | 3330 | -13.04% | 499.5 | 3829.5 | 9100033030459 | 4047.7815 | 4278.505 | 4522.3798 | 4780.1555
| 2.15 Three phase domestic connection (80A) in meter box, Time of use (TOU) meter : Connection in meter box placed on stand boundary (Connection to an erf, where the development costs has NOT been paid). | [Mangaung - Peri urban] | 41290 | 47483.5 | 41290 | -13.04% | 6193.5 | 47483.5 | 9100033030461 | 50190.0595 | 53050.8929 | 56074.7938 | 59271.057
| 2.16 Three phase domestic connection (80A) in meter box, Time of use (TOU) meter : Connection in meter box placed on stand boundary (Connection to an erf, where the development costs has NOT been paid) . | [Regional - Peri urban] | 18740 | 21551 | 17660 | -18.05% | 2649 | 20309 | 9100033030463 | 21466.613 | 22690.2099 | 23983.5519 | 25350.6144
| 2.17 SSEG Three phase domestic connection (80A) in meter box, Time of use (TOU) meter : Connection in meter box placed on stand boundary . (Connection to an erf, where the development costs has NOT been paid). | [Mangaung - Peri urban] | 41290 | 47483.5 | 41290 | -13.04% | 6193.5 | 47483.5 | 9100033030465 | 50190.0595 | 53050.8929 | 56074.7938 | 59271.057
| 2.18 SSEG Three phase domestic connection (80A) in meter box, Time of use (TOU) meter : Connection in meter box placed on stand boundary taken from (Connection to an erf, where the development costs has NOT been paid). | [Regional - Peri urban area] | 18740 | 21551 | 17660 | -18.05% | 2649 | 20309 | 9100033030467 | 21466.613 | 22690.2099 | 23983.5519 | 25350.6144
| 2.19 Three phase domestic connection in meter box, Split pre-payment meter (Connection to an erf, where the development costs has NOT been paid) | [Mangaung - Peri urban] | 44500 | 51175 | 44500 | -13.04% | 6675 | 51175 | 9100033030469 | 54091.975 | 57175.2176 | 60434.205 | 63878.9547
| 2.20 Three phase domestic connection in meter box, Split pre-payment meter. (Connection to an erf, where the development costs has NOT been paid) | [Regional - Peri urban] | 32650 | 37547.5 | 32650 | -13.04% | 4897.5 | 37547.5 | 9100033030471 | 39687.7075 | 41949.9068 | 44341.0515 | 46868.4915
| 2.21 Three phase domestic connection (80A) in meter box, Time of use (TOU) meter : Connection in meter box placed on stand boundary (Connection to an erf, where the development costs has been paid [5kVA]). | [Mangaung - Peri urban] | 15850 | 18227.5 | 15850 | -13.04% | 2377.5 | 18227.5 | 9100033030473 | 19266.4675 | 20364.6561 | 21525.4415 | 22752.3917
| 2.22 Three phase domestic connection (80A) in meter box, Time of use (TOU) meter : Connection in meter box placed on stand boundary (Connection to an erf, where the development costs has been paid [5kVA]). | [Regional - Peri urban] | 13070 | 15030.5 | 11990 | -20.23% | 1798.5 | 13788.5 | 9100033030475 | 14574.4445 | 15405.1878 | 16283.2835 | 17211.4307
| 2.23 SSEG Three phase domestic connection (80A) in meter box, Time of use (TOU) meter : Connection in meter box placed on stand boundary . (Connection to an erf, where the development costs has been paid [5kVA]). | [Mangaung - Peri urban] | 15850 | 18227.5 | 15850 | -13.04% | 2377.5 | 18227.5 | 9100033030477 | 19266.4675 | 20364.6561 | 21525.4415 | 22752.3917
| 2.24 SSEG Three phase domestic connection (80A) in meter box, Time of use (TOU) meter : Connection in meter box placed on stand boundary taken from (Connection to an erf, where the development costs has been paid [5kVA]). | [Regional - Peri urban area] | 13070 | 15030.5 | 11990 | -20.23% | 1798.5 | 13788.5 | 9100033030479 | 14574.4445 | 15405.1878 | 16283.2835 | 17211.4307
| 2.25 Three phase domestic connection in meter box, Split pre-payment meter (Connection to an erf, where the development costs has been paid [5kVA]). | [Mangaung - Peri urban] | 19060 | 21919 | 19060 | -13.04% | 2859 | 21919 | 9100033030481 | 23168.383 | 24488.9808 | 25884.8527 | 27360.2893
| 2.26 Three phase domestic connection in meter box, Split pre-payment meter. (Connection to an erf, where the development costs has been paid [5kVA]). | [Regional - Peri urban] | 11190 | 12868.5 | 11190 | -13.04% | 1678.5 | 12868.5 | 9100033030483 | 13602.0045 | 14377.3188 | 15196.8259 | 16063.045
| CENTLEC : ELECTRICITY SERVICES COSTS FOR MANGAUNG METRO |  |  |  | PROPOSED
TARIFFS
3. TEMPORARY CONNECTIONS - MAXIMUM PERIOD OF 12 MONTHS
These power supply points will be given only where infrastructure already exists. In all other instances cost estimates will be quoted on request
3. TEMPORARY CONNECTIONS - MAXIMUM PERIOD OF 12 MONTHS
| 3.1 Temporary BUILDERS underground connection - Three phase 80 Ampère Prepaid meter only. Please note: These connections would only be permitted for a maximum period of 12 months after which it will be removed by CENTLEC. (Where a trench is not longer than 12m) |  | 27870 | 32050.5 | 30220 | -5.711% | 4533 | 34753 | 9100033030492 | 36733.921 | 38827.7545 | 41040.9365 | 43380.2699
3.2 Temporary connection for a special events - These temporary connections would only be permitted for Municipality approved special short term events and it would be removed afterwards
| 3.2.1 Temporary connection for a special event - Single phase 80Ampère P/P with over head Airdac. Applicable where NO meter box is required - Social, Cultural and community events. - Maximum 5 days Only. (Permit letter be attached from Municipality) |  | 12100 | 13915 | 4500 | -67.66% | 675 | 5175 | 9100033030495 | 5469.975 | 5781.7636 | 6111.3241 | 6459.6696
| 3.2.2 Temporary connection for a special event - Three phase 80Ampère P/P with over head Airdac. Applicable where NO meter box is required - Social, Cultural and community events. - Maximum 5 days Only. (Permit letter be attached from Municipality) |  | 12100 | 13915 | 3190 | -77.08% | 478.5 | 3668.5 | 9100033030496 | 3877.6045 | 4098.628 | 4332.2498 | 4579.188
| 3.3 Temporary connection for a special event - Single phase 80Ampère P/P- Temporary Church , temporary creches, temporary Car wash ect (where a trench is not longer than 12m) - Maximum 12 months Only. (Permit letter be attached from Municipality and only Subsidised Areas) |  | 38910 | 44746.5 | 16940 | -62.14% | 2541 | 19481 | 9100033030498 | 20591.417 | 21765.1278 | 23005.7401 | 24317.0672
| 3.4 Temporary connection for a special event - Three phase 80Ampère (Subsidised Areas) Temporary connection for a special event - Single phase 80Ampère P/P- Temporary Church , temporary creches, temporary Car wash ect (where a trench is not longer than 12m) - Maximum 12 months Only. (Permit letter be attached from Municipality) |  | 38200 | 43930 | 34800 | -20.78% | 5220 | 40020 | 9100033030500 | 42301.14 | 44712.305 | 47260.9064 | 49954.778
CENTLEC : ELECTRICITY SERVICES COSTS FOR MANGAUNG METRO
4. Upgrade Residential
| 4.1 Upgrade of single phase Urban connection to three phase - Time of Use Meter(TOU) | [Mangaung] | 21350 | 24552.5 | 13790 | -43.83% | 2068.5 | 15858.5 | 9100033030507 | 16762.4345 | 17717.8933 | 18727.8132 | 19795.2985
| 4.2 Upgrade of single phase Urban connection to three phase - Split pre-payment meter | [Mangaung - Urban] | 13670 | 15720.5 | 14760 | -6.11% | 2214 | 16974 | 9100033030509 | 17941.518 | 18964.1845 | 20045.143 | 21187.7162
| 4.3 Upgrading of single phase Urban connection to three phase - Time of Use Meter(TOU) | [Regional - Urban] | 18400 | 21160 | 10460 | -50.57% | 1569 | 12029 | 9100033030511 | 12714.653 | 13439.3882 | 14205.4333 | 15015.1431
| 4.4 Upgrade of single phase Urban connection to three phase - Split pre-payment meter | [Regional - Urban] | 16290 | 18733.5 | 10090 | -46.14% | 1513.5 | 11603.5 | 9100033030513 | 12264.8995 | 12963.9988 | 13702.9467 | 14484.0147
| 4.5 Upgrade of single phase Peri-Urban connection to three phase -Time of Use Meter(TOU) | [Mangaung - Urban] | 22900 | 26335 | 19730 | -25.08% | 2959.5 | 22689.5 | 9100033030515 | 23982.8015 | 25349.8212 | 26794.761 | 28322.0624
| 4.6 Upgrade of single phase Peri-Urban connection to three phase -Split pre-payment meter | [Mangaung - Peri urban] | 24860 | 28589 | 19730 | -30.99% | 2959.5 | 22689.5 | 9100033030517 | 23982.8015 | 25349.8212 | 26794.761 | 28322.0624
| 4.7 Upgrade of single phase Peri-Urban connection to three phase -Time of Use Meter(TOU) | [Regional - Peri urban] | 23860 | 27439 | 16550 | -39.68% | 2482.5 | 19032.5 | 9100033030519 | 20117.3525 | 21264.0416 | 22476.092 | 23757.2292
| 4.8 Conversion of single phase Peri-Urban connection to three phase - Split pre-payment meter | [Regional - Peri urban] | 21370 | 24575.5 | 15780 | -35.79% | 2367 | 18147 | 9100033030521 | 19181.379 | 20274.7176 | 21430.3765 | 22651.908
CENTLEC : ELECTRICITY SERVICES COSTS FOR MANGAUNG METRO
Other Services
5. ILLUMINATING SIGNS
| For 30 days consumptions |  | 111 | 127.65 | 1656 | 1197% | 248.4 | 1904.4 | 9100033030527 | 2012.9508 | 2127.689 | 2248.9673 | 2377.1584
6. Shifting
| 6.1 Shifting of meter to meter box on stand boundary - Domestic connection - Urban |  | 4980 | 5727 | 4930 | -13.92% | 739.5 | 5669.5 | 9100033030530 | 5992.6615 | 6334.2432 | 6695.2951 | 7076.9269
| 6.2 Shifting of connection - Pre-payment with ready board (per single connection) - Overhead only |  | 2760 | 3174 | 3440 | 8.381% | 516 | 3956 | 9100033030532 | 4181.492 | 4419.837 | 4671.7678 | 4938.0585
| 7. Hiring of Genset |  | 14740 | 16951 | 17920 | 5.716% | 2688 | 20608 | 9100033030534 | 21782.656 | 23024.2674 | 24336.6506 | 25723.8397
8. Conversion of a Meters
| 8.1 Conversion of a single register meter to Single phase Pre-payment where meterbox exist on erf boundary - ( No charge for Prepayment meter) |  | 2060 | 2369 | 2330 | -1.646% | 349.5 | 2679.5 | 9100033030537 | 2832.2315 | 2993.6687 | 3164.3078 | 3344.6734
| 8.2 Conversion of Three phase (TOU/kWH) connection to Prepayment meter - Existing meterbox on erf boundary |  | 1810 | 2081.5 | 2030 | -2.474% | 304.5 | 2334.5 | 9100033030539 | 2467.5665 | 2608.2178 | 2756.8862 | 2914.0287
| 9. Excavations within public areas leading to damage to electricity cables, including attempts of theft |  | Estimated cost of material, Labour, Transport plus 10% |  | R10 900 plus the estimated cost of material, Labour, Transport plus 10% | R10 900 plus the estimated cost of material, Labour, Transport plus 10%
| 10. In the case of damage to a low voltage cable or line installation, or any part of the installation |  | Estimated cost of material, Labour, Transport plus 10% |  | R10 900 plus the estimated cost of material, Labour, Transport plus 10% | R10 900 plus the estimated cost of material, Labour, Transport plus 10%
| 11. Cost for damaging any 11kV cable |  | R20 000.00 per cable plus additional cost incurred of material, labour and transport plus 10% |  | R22 000.00 per cable plus additional cost incurred of material, labour and transport plus 10% | R22 000.00 per cable plus additional cost incurred of material, labour and transport plus 10%
| 13. Cost for damaging any 33kV PILC/XLPE cable |  | R40 000.00 per cable plus additional cost incurred of material, labour and transport plus 10% |  | R80 000.00 per cable plus additional cost incurred of material, labour and transport plus 10% | R80 000.00 per cable plus additional cost incurred of material, labour and transport plus 10%
| 14. Cost for damaging any 132kV PILC/XLPE cable |  | R80 000.00 per cable plus additional cost incurred of material, labour and transport plus 10% |  | R100 000.00 per cable plus additional cost incurred of material, labour and transport plus 10% | R100 000.00 per cable plus additional cost incurred of material, labour and transport plus 10%
Initial deposit for energy accounts
| Residential |  |  | 2665 | 2816.905 | 5.7% | 422.5357 | 3239.4407 | 9100033030416 | 3424.0889 | 3619.2619 | 3825.5599 | 4043.6168
| Business |  |  | 13005.2 | 13746.4964 | 5.7% | 2061.9745 | 15808.4709 | 9100033030416 | 16709.5537 | 17661.9983 | 18668.7322 | 19732.8499
| Bulk |  |  | 65026 | 68732.482 | 5.7% | 10309.8723 | 79042.3543 | 9100033030416 | 83547.7685 | 88309.9913 | 93343.6608 | 98664.2495
NB All deposits will be adjusted automatically should consumption charges be found to be more than the deposit held to cover the risk
NB Bulk deposits are veriable due to recommendations from engineering departmenet
ALL SERVICES ABOVE R10'000.00 CAN BE PAID OFF BY PAYING THE AMOUNT FOR THE
NON-RECOVERABLE COSTS AND OPENING AN ACCOUNT AT THE FINANCE DIRECTORATE FOR THE
PAYING OFF OF THE RECOVERABLE COSTS.
** The above will not apply to any levies charged for tampering or outstanding accounts.
DEPOSIT FOR ENERGY ACCOUNT - Energy account deposit according to connection size.
NB* ALL DEPOSITS WILL BE ADJUSTED AUTOMATICALLY SHOULD CONSUMPTION CHARGES BE FOUND TO BE MORE THAN THE DEPOSIT HELD TO COVER THE RISK
NB* BULK DEPOSITS ARE VARIABLE DUE TO RECOMMENDATIONS FROM ENGINEERING DEPARTMENT

## Summary Kopanong 2022_23 (hidden)
| CENTLEC : ELECTRICITY SERVICES COSTS FOR KOPANONG MUNIC |  |  | Gobodo | [12 empty] | Comments
|  |  | EXISTING | PROPOSED | PROPOSED | PROPOSED | % | VAT @ | TOTAL | REVENUE |  | TOTAL | TOTAL | TOTAL | TOTAL | TOTAL
| ELECTRICAL SERVICE TARIFFS |  | TARIFFS | TARIFFS | TARIFFS | TARIFFS | INCREASE | 15% | (Inc VAT) | VOTE |  | (Inc VAT) | (Inc VAT) | (Inc VAT) | (Inc VAT) | (Inc VAT)
|  | Area | 2016/2017 | 2025/2026 | 2025/2026 | 2026/2027 | 2026/2027 | 2026/2027 | 2026/2027 | NUMBER |  | 2021/2022 | 2022/2023 | 2023/2024 | 2024/2025 | 2025/2026
|  | applicable | (Excl.vat) | (Excl.vat) | (Excl.vat) | (Excl.vat) | [10 empty] | Material | Labour | Transport
****COST ESTIMATE SHALL BE PROVIDED, ON REQUEST, FOR SERVICES NOT LISTED ****
1. NEW SINGLE PHASE CONNECTIONS: URBAN
| 1.1 Single phase overhead connection with Split Pre-payment meter taken from overhead network - No Ready board | Urban Area | 7150 | 6225 | 7150 | 7330 | 2.517% | 1099.5 | 8429.5 | 9100033030416 |  | 8429.5 | 8909.9815 | 8909.9815 | 9417.8504 | 9954.6679 | Went up | Went up | Went up
| 1.2 Single phase overhead connection with Split Pre-payment meter taken from overhead network - With Ready board | Urban Area | 9280 | 1400 | 9280 | 8710 | -6.142% | 1306.5 | 10016.5 | 9100033030416 |  | 10016.5 | 10587.4405 | 10587.4405 | 11190.9246 | 11828.8073 | Went up | Went up | Went up
| 1.3 Single phase underground/ovehead connection with Split Pre-payment meter taken from underground/overhead network (Flisp Housing) - With Ready board | Urban |  |  | 9900 | 23710 | 139.5% | 3556.5 | 27266.5 | 9100033030416 |  | 27266.5 | 28820.6905 | 28820.6905 | 30463.4699 | 32199.8876 | Went up | Went up | Went up
| 1.4 New connection (Permanent) for Church/ Creche with NPO certificate & Proof of Title deeds paper registered with Church/Creche: Single phase Split Prepaid meter | Urban Area | 13800 | 1000 | 13800 | 31730 | 129.9% | 4759.5 | 36489.5 | 9100033030416 |  | 36489.5 | 38569.4015 | 38569.4015 | 40767.8574 | 43091.6253 | Went up | Went up | Went up
| 1.5 Single phase domestic connection in meter box placed on stand boundary taken from underground cable network (connection to an erf, where the development costs has been paid) - | Urban Area
| 1.5.1 Connection in meter box, Single Phase Time of Use kWh meter | Urban Area | 1620 | 2230 | 8580 | 8510 | -0.8159% | 1276.5 | 9786.5 | 9100033030416 |  | 9786.5 | 10344.3305 | 10344.3305 | 10933.9573 | 11557.1929 | Went up | Went up | Went up
| 1.5.2 Connection in meter box, Single phase Split pre-payment meter | Urban Area | 3180 | 4340 | 4980 | 4930 | -1.004% | 739.5 | 5669.5 | 9100033030416 |  | 5669.5 | 5992.6615 | 5992.6615 | 6334.2432 | 6695.2951 | Went up | Went up | Went up
| 1.6 Single phase Pre-payment meters for areas that are fully subsidised. (Grants from different departments, e.g USDG, etc) | Urban Area | 820 | 370 | 820 | 930 | 13.41% | 139.5 | 1069.5 | 9100033030416 |  | 1069.5 | 1130.4615 | 1130.4615 | 1194.8978 | 1263.007 | Went up | Went up | Went up
1.7 Subdivision (Domestic) - Urban area:
| 1.7.1 Subdivision Urban Area: A new Single Phase Split pre-payment meter for domestic connection | Urban Area | 19450 | 15780 | 19450 | 21290 | 9.46% | 3193.5 | 24483.5 | 9100033030416 |  | 24483.5 | 25879.0595 | 25879.0595 | 27354.1659 | 28913.3533 | Went up | Went up | Went up
| 1.8 Additional Meters: New 1ph Split pre-paid meter connection- limited up to 500kVA, LV per Erf. Cost estimates will be compiled based on the quantiry of meters required and Network contribution will be levied as per ruling R/kVA. | Urban Area | 0 |  | #REF! | #REF! | #REF! | #REF! | #REF! |  |  | #REF! | #REF! | #REF! | #REF! | #REF! | Went down | Went up | Went up
2. NEW THREE PHASE DOMESTIC CONNECTIONS: URBAN
Three phase connection in meter box placed on stand boundary taken from underground cable network.
| 2.1 Three phase domestic connection (80A) in meter box, Time of use (TOU) meter | Mangaung | 24470 | 18370 | 18710 | 15770 | -15.71% | 2365.5 | 18135.5 | 9100033030416 |  | 18135.5 | 19169.2235 | 19169.2235 | 20261.8692 | 20261.8692 | Went up | Went up | Went up
[15 empty] | 0 | 0 | Went up | Went up | Went up
| 2.2 Three phase connection (80A) in meter box, Time of use (TOU) meter | Regional | 19670 | 15725 | 19670 | 11900 | -39.5% | 1785 | 13685 | 9100033030416 |  | 13685 | 14465.045 | 14465.045 | 15289.5526 | 15289.5526 | Went up | Went up | Went up
Urban Area
| 2.3 Three phase domestic connection in meter box, Split pre-payment meter | Mangaung | 21730 | 16375 | 16040 | 16250 | 1.309% | 2437.5 | 18687.5 | 9100033030416 |  | 18687.5 | 19752.6875 | 19752.6875 | 20878.5907 | 20878.5907 | Went up | Went up | Went up
[15 empty] | 0 | 0 | Went up | Went up | Went up
| 2.4 Three phase domestic connection in meter box, Split pre-payment meter. | Regional | 15130 | 13720 | 15130 | 8800 | -41.84% | 1320 | 10120 | 9100033030416 |  | 10120 | 10696.84 | 10696.84 | 11306.5599 | 11306.5599 | Went up | Went up | Went up
Urban Area
| CENTLEC : ELECTRICITY SERVICES COSTS FOR KOPANONG MUNIC |  | EXISTING |  | PROPOSED | PROPOSED | % | VAT @ | TOTAL | REVENUE |  | TOTAL | TOTAL | TOTAL | TOTAL | TOTAL
|  |  | TARIFFS |  | TARIFFS | TARIFFS | INCREASE | 15% | (Inc VAT) | VOTE |  | (Inc VAT) | (Inc VAT) | (Inc VAT) | (Inc VAT) | (Inc VAT)
|  | Area | 2016/2017 |  | 2025/2026 | 2026/2027 | 2026/2027 | 2026/2027 | 2026/2027 | NUMBER |  | 2021/2022 | 2022/2023 | 2023/2024 | 2024/2025 | 2025/2026
| 3. NEW SINGLE PHASE DOMESTIC CONNECTIONS: PERI-URBAN | applicable | (Excl.vat) |  | (Excl.vat) | (Excl.vat)
| 3.1 Single phase Peri-Urban domestic connection with TOU kWh meter. Supplied by 25kVA single phase transformer (80A) from 11kV overhead line (where an 11kV line exists and is within the first 350m) | Peri Urban Area | 35990 | 15930 | 35990 | 29340 | -18.48% | 4401 | 33741 | 9100033030416 |  | 33741 | 35664.237 | 35664.237 | 37697.0985 | 39845.8331 | Went up | Went up | Went up
| 3.2 Single phase Peri-Urban domestic connection - Prepayment meter. - Supplied by 25kVA single phase Trfr (80A) from 11kV overhead line (where an 11kV line exists and is within the first 350m) | Peri Urban Area | 40460 | 12240 | 40460 | 24370 | -39.77% | 3655.5 | 28025.5 | 9100033030416 |  | 28025.5 | 29622.9535 | 29622.9535 | 31311.4618 | 33096.2152 | Went up | Went up | Went up
| 3.3 Additional Meters Peri-Urban Area: 1x 1ph Split pre-paid meter connection- limited up to 200kVA, LV per Erf. If more than one (1) meter is reuested, a cost estimate will be done. | Peri Urban Area |  |  | 6178 | 4790 | -22.47% | 718.5 | 5508.5 | 9100033030417 |  | 5508.5 | 5822.4845 | 5822.4845 | 6154.3661 | 6505.165 | Correction of kVA demand went down | Went up | Went up
4. NEW THREE PHASE DOMESTIC CONNECTIONS: PERI-URBAN
| Three phase domestic connection in meterbox, where an 11kV line exists or has to be extended up to 350m. | [15 empty] | Went up | Went up | Went up
| 4.1 New Three phase 80A/ph 25kVA domestic connection in meter box with Time of use (TOU) meter in Mangaung - Peri urban | Peri Urban Area | 49620 | 27150 | 27500 | 44270 | 60.98% | 6640.5 | 50910.5 | 9100033030416 |  | 50910.5 | 53812.3985 | 53812.3985 | 53812.3985 | 56879.7052 | Went up | Went up | Went up
[13 empty] | 0 |  |  | 0 | Went up | Went up | Went up
| 4.2 New Three phase 80A/ph domestic connection in meter box with Time of use (TOU) meter in Regional. | [Regional - peri urban area] | 37790 | 26870 | 37790 | 30840 | -18.39% | 4626 | 35466 | 9100033030416 |  | 35466 | 0 | 37487.562 | 39624.353 | 41882.9412 | Went up | Went up | Went up
| 4.3 New Three phase Peri-Urban domestic connection - Pre-payment meter (80A per phase) | [Regional - peri urban area] | 38500 | 27370 | 27980 | 33650 | 20.26% | 5047.5 | 38697.5 | 9100033030416 |  | 38697.5 | 40903.2575 | 40903.2575 | 40903.2575 | 43234.7432 | Went up | Went up | Went up
[16 empty] | 0 | Went up | Went up | Went up
| 4.4 Three phase Peri-Urban domestic connection - Pre- payment meter (80A per phase) | [Regional - peri urban area] | 37130 | 24710 | 37130 | 32080 | -13.6% | 4812 | 36892 | 9100033030416 |  | 36892 | 38994.844 | 38994.844 | 41217.5501 | 43566.9505 | Went up | Went up | Went up
4.5 Subdivision - Peri-Urban area:
| 4.5.1 Subdivision Pri Urban Area: New Single Phase Split pre-payment meter connection in existing 11kV overhead line or where 11kV overhead line needs to be exteded up to 350m. | Peri Urban Area | 26560 | 14510 | 26560 | 29670 | 11.71% | 4450.5 | 34120.5 | 9100033030416 |  | 34120.5 | 36065.3685 | 36065.3685 | 38121.0945 | 40293.9969 | Went up | Went up | Went up
| 4.5.2 Subdivision Peri Urban Area: New Three Split pre-payment meter connection on the stand boundary, where 11kV overhead line needs to be exteded up to 350m at ADMD = 7,5KVA | Peri Urban Area | Actual estimated cost plus network contribution for 7.5kVA |  | Actual estimated cost plus network contribution for 5kVA | Actual estimated cost plus network contribution for 7.5kVA
CENTLEC : ELECTRICITY SERVICES COSTS FOR KOPANONG MUNIC
|  |  | PROPOSED |  | PROPOSED | PROPOSED | % | VAT @ | TOTAL | REVENUE |  | TOTAL | TOTAL | TOTAL | TOTAL | TOTAL
| OTHER SERVICE |  | TARIFF |  | TARIFF | TARIFF | INCREASE | 15% | (Inc VAT) | VOTE |  | (Inc VAT) | (Inc VAT) | (Inc VAT) | (Inc VAT) | (Inc VAT)
|  |  | 2016/2017 |  | 2025/2026 | 2026/2027 | 2026/2027 | 2026/2027 | 2026/2027 | NUMBER |  | 2021/2022 | 2022/2023 | 2023/2024 | 2024/2025 | 2025/2026
|  |  | (Excl.vat) |  | (Excl.vat) | (Excl.vat)
5. ILLUMINATING SIGNS
| Connection fee determined through cost estimate |  | Actual estimated cost |  | Actual estimated cost | Actual estimated cost |  |  |  | 9100033030416
| Levy for electricity consumed |  | 111 |  | 111 | 111 | 0% | 16.65 | 127.65 | 9100033030416 |  | 127.65 | 134.9261 | 134.9261 | 142.6168 | 150.746
6. TEMPORARY CONNECTIONS - MAXIMUM PERIOD OF 12 MONTHS
These power supply points will be given only where infrastructure already exists. In all other instances cost estimates will be quoted on request
| 6.1 Temporary builders underground connection - Three phase 80 Ampère Prepaid meter only. Please note: These connections would only be permitted for a maximum period of 12 months after which it will be removed by CENTLEC. (Where a trench is not longer than 12m) |  | 27870 | 25880 | 27870 | 30220 | 8.432% | 4533 | 34753 | 9100033030416 |  | 34753 | 36733.921 | 36733.921 | 38827.7545 | 41040.9365 | Went up | Went up | Went up
6.2 Temporary connection for a special events - These temporary connections would only be permitted for MMM approved special short term events and it would be removed afterwards - Maximum duration is 12 months.
| 6.2.1 Temporary connection for a special event - Single phase 80Ampère P/P with over head Airdac - Church Crusades, Social, Cultural and community events, temporary creches, police stations, etc. |  | 12100 | 8260 | 12100 | 8150 | -32.64% | 1222.5 | 9372.5 | 9100033030416 |  | 9372.5 | 9906.7325 | 9906.7325 | 10471.4163 | 11068.287 | Went up | Went up | Went up
| 6.2.2 Temporary connection for a special event - Three phase 80Ampère P/P- Church Crusades, Social, Cultural and community events, temporary creches, police stations, Car wash ect (where a trench is not longer than 12m) |  | 0.0016556 | 25880 | 38910 | 44570 | 14.55% | 6685.5 | 51255.5 | 9100033030416 |  | 51255.5 | 54177.0635 | 54177.0635 | 57265.1561 | 60529.27 | Went up | Went up | Went up
| 6.2.3 Temporary connection for a special event - Three phase 80Ampère P/P- Car wash etc (Subsidised sites) |  | 0 | 20525 | 38200 | 41250 | 7.984% | 6187.5 | 47437.5 | 9100033030416 |  | 47437.5 | 50141.4375 | 50141.4375 | 52999.4994 | 56020.4709 | Went up | Went up | Went up
CENTLEC : ELECTRICITY SERVICES COSTS FOR KOPANONG MUNIC
|  |  | PROPOSED |  | PROPOSED | PROPOSED | % | VAT @ | TOTAL | REVENUE |  | TOTAL | TOTAL | TOTAL | TOTAL | TOTAL
| SERVICE |  | TARIFF |  | TARIFF | TARIFF | INCREASE | 15% | (Inc VAT) | VOTE |  | (Inc VAT) | (Inc VAT) | (Inc VAT) | (Inc VAT) | (Inc VAT)
|  |  | 2016/2017 |  | 2025/2026 | 2026/2027 | 2026/2027 | 2026/2027 | 2026/2027 | NUMBER |  | 2021/2022 | 2022/2023 | 2023/2024 | 2024/2025 | 2025/2026
|  |  | (Excl.vat) |  | (Excl.vat) | (Excl.vat)
7. ALTERATIONS TO ELECTRICITY SERVICES
| 7.1.1 Conversion of a single register meter to Single phase Pre-payment where meterbox exist on erf boundary - ( No charge for Prepayment meter) |  | 2060 | 1410 | 2060 | 2330 | 13.11% | 349.5 | 2679.5 | 9100033030416 |  | 2679.5 | 2832.2315 | 2993.6687 | 3164.3078 | 3344.6734 | Went up | Went up | Went up
| 7.1.2 Conversion of Three phase (TOU/kWH) connection to Prepayment meter - Existing meterbox on erf boundary | Urban | 1810 | 9390 | 1810 | 2030 | 12.15% | 304.5 | 2334.5 | 9100033030416 |  | 2334.5 | 2467.5665 | 2608.2178 | 2756.8862 | 2914.0287 | Went up | Went up | Went up
| 7.1.3 Upgrade of single phase Urban connection to three phase - Time of Use Meter(TOU) | Urban | 21350 | 18190 | 21350 | 13790 | -35.41% | 2068.5 | 15858.5 | 9100033030416 |  | 15858.5 | 16762.4345 | 17717.8933 | 18727.8132 | 19795.2985 | Went up | Went up | Went up
| 7.1.4 Upgrade of single phase Urban connection to three phase - Split pre-payment meter | Urban | 13670 | 10960 | 13670 | 14760 | 7.974% | 2214 | 16974 | 9100033030416 |  | 16974 | 17941.518 | 18964.1845 | 20045.143 | 21187.7162 | Went up | Went up | Went up
| 8.1.5 Upgrading of single phase Urban connection to three phase - Time of Use Meter(TOU) | Urban | 18400 | 15890 | 18400 | 10460 | -43.15% | 1569 | 12029 | 9100033030416 |  | 12029 | 12714.653 | 13439.3882 | 14205.4333 | 15015.1431 | Went up | Went up | Went up
| 7.1.6 Upgrade of single phase Urban connection to three phase - Split pre-payment meter | Urban | 16290 | 14355 | 16290 | 10090 | -38.06% | 1513.5 | 11603.5 | 9100033030416 |  | 11603.5 | 12264.8995 | 12963.9988 | 13702.9467 | 14484.0147 | Went up | Went up | Went up
| 7.1.7 Upgrade of single phase Peri-Urban connection to three phase -Time of Use Meter(TOU) | Peri-Urban | 22900 | 20570 | 22900 | 19730 | -13.84% | 2959.5 | 22689.5 | 9100033030416 |  | 22689.5 | 23982.8015 | 25349.8212 | 26794.761 | 28322.0624 | Went up | Went up | Went up
| 7.1.8 Upgrade of single phase Peri-Urban connection to three phase -Split pre-payment meter | Peri-Urban | 24860 | 23200 | 24860 | 19730 | -20.64% | 2959.5 | 22689.5 | 9100033030416 |  | 22689.5 | 23982.8015 | 25349.8212 | 26794.761 | 28322.0624 | Went up | Went up | Went up
| 7.1.9 Upgrade of single phase Peri-Urban connection to three phase -Time of Use Meter(TOU) | Peri-Urban | 23860 | 18810 | 23860 | 16550 | -30.64% | 2482.5 | 19032.5 | 9100033030416 |  | 19032.5 | 20117.3525 | 21264.0416 | 22476.092 | 23757.2292 | Went up | Went up | Went up
| 7.1.10 Conversion of single phase Peri-Urban connection to three phase - Split pre-payment meter | Peri-Urban | 21370 | 20540 | 21370 | 15780 | -26.16% | 2367 | 18147 | 9100033030416 |  | 18147 | 19181.379 | 20274.7176 | 21430.3765 | 22651.908 | Went up | Went up | Went up
| 8.1.11 Shifting of meter to meter box on stand boundary - Domestic connection - Urban | Urban | 4980 | 2230 | 4980 | 4930 | -1.004% | 739.5 | 5669.5 | 9100033030416 |  | 5669.5 | 5992.6615 | 6334.2432 | 6695.2951 | 7076.9269 | Went up | Went up | Went up
| 8.1.12 Shifting of connection - Pre-payment with ready board (per single connection) - Overhead only |  | 2760 | 1840 | 2760 | 3440 | 24.64% | 516 | 3956 | 9100033030416 |  | 3956 | 4181.492 | 4419.837 | 4671.7678 | 4938.0585 | Went up | Went up | Went up
9. SPECIAL SERVICE LEVIES
| 9.1.1 Electricity meter accuracy test at request by the consumer - Removal of meter |  | 1400 | 390 | 1400 | 1590 | 13.57% | 238.5 | 1828.5 | 9100033030416 |  | 1828.5 | 1932.7245 | 2042.8898 | 2159.3345 | 2282.4166 | Went up | Went up | Went up
| Meter to be removed by supplier for testing. Testing of the meter under item 9.1.2 or 9.1.3 | [15 empty] | Went up | Went up | Went up
| 9.1.2 Request for accuracy test of electricity meter - Testing of meter (1 or 3 phase) |  | 311 | 140 | 311 | 338 | 8.682% | 50.7 | 388.7 | 9100033030416 |  | 388.7 | 410.8559 | 434.2747 | 459.0283 | 485.193 | Went up | Went up | Went up
| Meter to be removed under item 9.1.1 | [15 empty] | Went up | Went up | Went up
| 9.1.3 Request for accuracy test of Bulk electricity meter - Testing of meter |  | 1170 | 515 | 1170 | 1350 | 15.38% | 202.5 | 1552.5 | 9100033030416 |  | 1552.5 | 1640.9925 | 1734.5291 | 1833.3972 | 1937.9009 | Went up | Went up | Went up
| Meter to be removed under item 9.1.1 | [15 empty] | Went up | Went up | Went up
| MATERIAL (None) |  | 14740 | 5855 | 14740 | 16380 | 11.13% | 2457 | 18837 | 9100033030416 |  | 18837 | 19910.709 | 21045.6194 | 22245.2197 | 23513.1972 | Went up | Went up | Went up
| 9.2.1.1 Fine for tampring: Normal 1Ph meter for single residential use |  | 4943.73 |  | 6200 | 6200 | 0% | 930 | 7130 | 9100033030417 |  | 7130 | 7536.41 | 7965.9854 | 8420.0465 | 8899.9892 | Went up | Went up | Went up
| 9.2.1.2 Fine for tampring: Normal 1Ph meter for multiple residential use (cottages, room rental or backrooms) |  | 0 |  | 9200 | 9200 | 0% | 1380 | 10580 | 9100033030418 |  | 10580 | 11183.06 | 11820.4944 | 12494.2626 | 13206.4356 | Went up | Went up | Went up
| 9.7 Reinstatement of supply following disconnection of Std 3 phase service - Where meter was damaged or persistant tampering occurred (RMD 3 Ph) - Replaced with 100A Time of Use meter (TOU) |  | 12560 | 10470 | 12560 | 7260 | -42.2% | 1089 | 8349 | 9100033030419 |  | 8349 | 8824.893 | 9327.9119 | 9859.6029 | 10421.6002 | Went up | Went up | Went up
| 9.2.2.1 Fine for tampring: Normal 3Ph meter for single residential use |  | 0 |  | 15400 | 15400 | 0% | 2310 | 17710 | 9100033030420 |  | 17710 | 18719.47 | 19786.4798 | 20914.3091 | 22106.4248 | Went up | Went up | Went up
| 9.2.2.2 Fine for tampring: Normal 3Ph meter for multiple residential use (cottages, room rental or backrooms) |  | 0 |  | 30800 | 30800 | 0% | 4620 | 35420 | 9100033030421 |  | 35420 | 37438.94 | 39572.9596 | 41828.6183 | 44212.8495 | Went up | Went up | Went up
| 9.9 Reinstatement of supply following disconnection of service by CENTLEC - 1Phase pre-payment meter damaged or persistent tampering (PPD) |  | 7830 | 5990 | 7830 | 7340 | -6.258% | 1101 | 8441 | 9100033030416 |  | 8441 | 8922.137 | 9430.6988 | 9968.2486 | 10536.4388 | Went up | Went up | Went up
| 9.2.3.1 Fine for tampring: Normal 1Ph meter for single residential use |  | 4943.73 |  | 6200 | 6200 | 0% | 930 | 7130 | 9100033030417 |  | 7130 | 7536.41 | 7965.9854 | 8420.0465 | 8899.9892 | Went up | Went up | Went up
| 9.2.3.2 Fine for tampring: Normal 1Ph meter for multiple residential use (cottages, room rental or backrooms) |  | 0 |  | 9200 | 9200 | 0% | 1380 | 10580 | 9100033030418 |  | 10580 | 11183.06 | 11820.4944 | 12494.2626 | 13206.4356 | Went up | Went up | Went up
| CENTLEC : ELECTRICITY SERVICES COSTS FOR KOPANONG MUNIC |  | PROPOSED |  | PROPOSED | PROPOSED | % | VAT @ | TOTAL | REVENUE |  | TOTAL | TOTAL | TOTAL | TOTAL | TOTAL
|  |  | TARIFF |  | TARIFF | TARIFF | INCREASE | 15% | (Inc VAT) | VOTE |  | (Inc VAT) | (Inc VAT) | (Inc VAT) | (Inc VAT) | (Inc VAT)
|  |  | 2016/2017 |  | 2025/2026 | 2026/2027 | 2026/2027 | 2026/2027 | 2026/2027 | NUMBER |  | 2021/2022 | 2022/2023 | 2023/2024 | 2024/2025 | 2025/2026
| OTHER SERVICE CHARGES |  | (Excl.vat) |  | (Excl.vat) | (Excl.vat)
| 9.2.4 Reinstatement of supply following disconnection of service by CENTLEC - 3 Phase pre-payment meter damaged or persistent tampering (PPD 3phase) |  | 14610 | 11360 | 14610 | 5680 | -61.12% | 852 | 6532 | 9100033030416 |  | 6532 | 6904.324 | 7297.8705 | 7713.8491 | 8153.5385
| 9.2.4.1 Fine for tampering: Normal 3Ph meter for single residential use |  | 0 |  | 15400 | 15400 | 0% | 2310 | 17710 | 9100033030416 |  | 17710 | 18719.47 | 19786.4798 | 20914.3091 | 22106.4248
| 9.2.4.2 Fine for tampering: Normal 3Ph meter for multiple residential use (cottages, room rental or backrooms) |  | 0 |  | 30800 | 30800 | 0% | 4620 | 35420 | 9100033030416 |  | 35420 | 37438.94 | 39572.9596 | 41828.6183 | 44212.8495
| 9.3 Reinstatement of supply by Finance Directorate (no motor cycles) |  | 984 | 240 | 984 | 1140 | 15.85% | 171 | 1311 | 9100033030416 |  | 1311 | 1385.727 | 1464.7134 | 1548.2021 | 1636.4496
| 9.12 Reinstatement of supply by CENTLEC - Where supplied from overhead transmission systems or a substation |  | 1830 | 1330 | 1830 | 2110 | 15.3% | 316.5 | 2426.5 | 9100033030416 |  | 2426.5 | 2564.8105 | 2711.0047 | 2865.532 | 3028.8673
| 9.5 Use of measuring instruments to record current and voltage fluctuations at the request of the consumer 1Phase (per 24 hour period) |  | 2420 | 1170 | 2420 | 2730 | 12.81% | 409.5 | 3139.5 | 9100033030416 |  | 3139.5 | 3318.4515 | 3507.6032 | 3707.5366 | 3918.8662
| 9.6 Use of measuring instruments to record current and voltage fluctuations at the request of the consumer 3Phase (per 24 hour period) |  | 2420 | 1295 | 2420 | 2730 | 12.81% | 409.5 | 3139.5 | 9100033030416 |  | 3139.5 | 3318.4515 | 3507.6032 | 3707.5366 | 3918.8662
| 9.7 Replacement of 1phase pre-payment meter due to tampering - blocking of vending |  | 4470 | 3210 | 4470 | 3540 | -20.81% | 531 | 4071 | 9100033030416 |  | 4071 | 4303.047 | 4548.3207 | 4807.575 | 5081.6067
| 9.8 Replacement of 3phase pre-payment meter due to tampering - blocking of vending |  | 10520 | 9025 | 10520 | 2760 | -73.76% | 414 | 3174 | 9100033030416 |  | 3174 | 3354.918 | 3546.1483 | 3748.2788 | 3961.9307
| 9.9.1 Charges when tampering with metering equipment - Small (commercial supply 60A - 1phase) consumer (TC) |  | 7830 | 5990 | 7830 | 7340 | -6.258% | 1101 | 8441 | 9100033030416 |  | 8441 | 8922.137 | 9430.6988 | 9968.2486 | 10536.4388
| 9.9.1.1 Fine for tampering: Normal 1Ph meter for business (including formal student housing and guest houses) |  | 0 |  | 12300 | 12300 | 0% | 1845 | 14145 | 9100033030416 |  | 14145 | 14951.265 | 15803.4871 | 16704.2859 | 17656.4302
| 9.9.2 Charges when tampering with metering equipment - Small (commercial supply 3x60A - 3phase) consumer (TC) |  | 18390 | 16065 | 18390 | 10240 | -44.32% | 1536 | 11776 | 9100033030416 |  | 11776 | 12447.232 | 13156.7242 | 13906.6575 | 14699.337
| 9.9.2.1 Fine for tampering: Normal 3Ph meter for business (including formal student housing and guest houses) (TC) |  | 15894.94 |  | 41100 | 41100 | 0% | 6165 | 47265 | 9100033030416 |  | 47265 | 49959.105 | 52806.774 | 55816.7601 | 58998.3154
| 9.10 Charges when tampering with metering equipment - Bulk consumer (TB) |  | 26430 | 20260 | 26430 | 25770 | -2.497% | 3865.5 | 29635.5 | 9100033030416 |  | 29635.5 | 31324.7235 | 33110.2327 | 34997.516 | 36992.3744
| 9.10.1 Fine for tampering: Bulk Consumers <= 300kVA (TB) |  | 0 |  | 100000 | 100000 | 0% | 15000 | 115000 | 9100033030416 |  | 115000 | 121555 | 128483.635 | 135807.2022 | 143548.2127
| 9.10.2 Fine for tampering: Bulk Consumers >300kVA(TB) |  | 0 |  | 170000 | 170000 | 0% | 25500 | 195500 | 9100033030416 |  | 195500 | 206643.5 | 218422.1795 | 230872.2437 | 244031.9616
| 9.11 Replacement of the keypad units |  | 954.07 |  | 1810 | 1910 | 5.525% | 286.5 | 2196.5 | 9100033030416 |  | 2196.5 | 2321.7005 | 2454.0374 | 2593.9176 | 2741.7709
9.12 Levy for all refunds will be 26,6% of the quoted value
DAMAGE TO CENTLEC CABLES, OVER HEAD LINES AND OTHER EQUIPMENT
| 9.13 Excavations within public areas leading to damage to electricity cables, including attempts of theft |  | Estimated cost of material, Labour, Transport plus 10% |  | R10 900 plus the estimated cost of material, Labour, Transport plus 10% | R11 412 plus the estimated cost of material, Labour, Transport plus 10% | 4.7% |  |  | 9100033030416 | [6 empty] | Went up | Went up | Went up
| 9.14 In the case of damage to a low voltage cable or line installation, or any part of the installation |  | Estimated cost of material, Labour, Transport plus 10% |  | R10 900 plus the estimated cost of material, Labour, Transport plus 10% | R11 412 plus the estimated cost of material, Labour, Transport plus 10% | 4.7% |  |  | 9100033030416 | [6 empty] | Went up | Went up | Went up
| 9.15 Cost for damaging any 11kV cable |  | R20 000.00 per cable plus additional cost incurred of material, labour and transport plus 10% |  | R22 000.00 per cable plus additional cost incurred of material, labour and transport plus 10% | R23 034 per cable plus additional cost incurred of material, labour and transport plus 10% | 4.7% |  |  | 9100033030416 | [6 empty] | Went up | Went up | Went up
| 9.17 Cost for damaging any 33kV PILC/XLPE cable |  | R40 000.00 per cable plus additional cost incurred of material, labour and transport plus 10% |  | R80 000.00 per cable plus additional cost incurred of material, labour and transport plus 10% | R83 760 per cable plus additional cost incurred of material, labour and transport plus 10% | 4.7% |  |  | 9100033030416 | [6 empty] | Went up | Went up | Went up
| 9.18 Cost for damaging any 132kV PILC/XLPE cable |  | R80 000.00 per cable plus additional cost incurred of material, labour and transport plus 10% |  | R100 000.00 per cable plus additional cost incurred of material, labour and transport plus 10% | R104 700 per cable plus additional cost incurred of material, labour and transport plus 10% | 4.7% |  |  | 9100033030416 | [6 empty] | Went up | Went up | Went up
Note : In cases where the excavation occurred without authorization, or where the provisions of the wayleave policy were not followed, Centlec / Council reserves the right to institute further steps
| CENTLEC : ELECTRICITY SERVICES COSTS |  | PROPOSED |  | PROPOSED | PROPOSED | % | VAT @ | TOTAL | REVENUE |  | TOTAL | TOTAL | TOTAL | TOTAL | TOTAL
|  |  | TARIFF |  | TARIFF | TARIFF | INCREASE | 15% | (Inc VAT) | VOTE |  | (Inc VAT) | (Inc VAT) | (Inc VAT) | (Inc VAT) | (Inc VAT)
| OTHER SERVICE CHARGES |  | 2016/2017 |  | 2025/2026 | 2026/2027 | 2026/2027 | 2026/2027 | 2026/2027 | NUMBER |  | 2021/2022 | 2022/2023 | 2023/2024 | 2024/2025 | 2025/2026
|  |  | (Excl.vat) |  | (Excl.vat) | (Excl.vat)
CPI+2%
| 9.20. Delivery of notice of intended disconnection where a customer has failed to pay his/her account on the due date |  | 82.005 |  | 93.1869 | 98.4985 | 5.7% | 14.7748 | 113.2733 | 9100033030416 | Still to be revised | 11.67 | 12.3352 | 13.0383 | 13.7815
| 9.21 Clearance Certificate Tariff |  | 63.9 |  | 72.6131 | 76.7521 | 5.7% | 11.5128 | 88.2649 | 9100033030416 |  | 88.2649 | 93.296 | 98.6139 | 104.2349
9.22 WAYLEAVES - for construcion and excavation work.
| Tariff per application |  | 170.1337 |  | 193.3325 | 204.3525 | 5.7% | 30.6529 | 235.0053 | 9100033030416 |  | 235.0053 | 248.4006 | 262.5595 | 277.5254 | 293.3443 | Went up | Went up | Went up
Credit Control Fees will be levied as per debt collectors charges | [16 empty] | Went up | Went up | Went up
| 9.23 Notice Fees |  | 63.7683 |  | 72.4635 | 76.5939 | 5.7% | 11.4891 | 88.083 | 9100033030416 |  | 88.083 | 93.1038 | 98.4107 | 104.0201 | 109.9492 | Went up | Went up | Went up
Disconnection and Reconnection Fees | [16 empty] | Went up | Went up | Went up
| 9.24 Residential - Disconnection and Reconnection Fees - Office hours |  | 379.456 |  | 431.1971 | 455.7753 | 5.7% | 68.3663 | 524.1416 | 9100033030416 |  | 524.1416 | 554.0177 | 585.5967 | 618.9757 | 654.2573 | Went up | Went up | Went up
| 9.25 Residential - Disconnection and Reconnection Fees - After Hours rate (N+33%) |  | 504.6765 |  | 0 | N/A | [10 empty] | Went up | Went up | Went up
| 9.26 Business - Disconnection and Reconnection Fees - Office hours |  | 1300.9796 |  | 1478.376 | 1562.6434 | 5.7% | 234.3965 | 1797.04 | 9100033030416 |  | 1797.04 | 1899.4712 | 2007.7411 | 2122.1823 | 2243.1467 | Went up | Went up | Went up
| 9.27 Business - Disconnection and Reconnection Fees - After Hours rate (N+33%) |  | 1730.3029 |  | 0 | N/A | [10 empty] | Went up | Went up | Went up
| 9.28 Bulk connections - Disconnection and Reconnection Fees - Office hours |  | 2710.3753 |  | 3079.9512 | 3255.5084 | 5.7% | 488.3263 | 3743.8347 | 9100033030416 |  | 3743.8347 | 3957.2332 | 4182.7955 | 4421.2149 | 4673.2241 | Went up | Went up | Went up
| 9.29 Bulk connections - Disconnection and Reconnection Fees - After Hours rate (N+33%) |  | 3604.7991 |  | 0 | N/A | [10 empty] | Went up | Went up | Went up
[17 empty] | Went up | Went up | Went up
Procurements Documents | [16 empty] | Went up | Went up | Went up
| Tenders - R200 000 - R10mil) |  | 500 |  | 639.6 | 676.0572 | 5.7% | 101.4086 | 777.4658 | 9100033030416 |  | 777.4658 | 821.7813 | 868.6229 | 918.1344 | 970.468 | Went up | Went up | Went up
| Tenders - (more than R10mil) |  | 1500 |  | 1705.6 | 1802.8192 | 5.7% | 270.4229 | 2073.2421 | 9100033030416 |  | 2073.2421 | 2191.4169 | 2316.3276 | 2448.3583 | 2587.9147 | Went up | Went up | Went up
| Quotations - Standard service tariffs - 10% of the estimated cost to a maximum of -- |  | 6600 |  | 7568.6 | 8000.0102 | 5.7% | 1200.0015 | 9200.0117 | 9100033030416 |  | 9200.0117 | 9724.4124 | 10278.7039 | 10864.59 | 11483.8717 | Went up | Went up | Went up
| Quotations - Bulk connections and other services - 10% of the estimated cost to a maximum of -- |  | 6600 |  | 7568.6 | 8000.0102 | 5.7% | 1200.0015 | 9200.0117 | 9100033030416 |  | 9200.0117 | 9724.4124 | 10278.7039 | 10864.59 | 11483.8717 | Went up | Went up | Went up
Initial deposit for energy accounts | [16 empty] | Went up | Went up | Went up
| Residential |  | 2280 |  | 2665 | 2816.905 | 5.7% | 422.5357 | 3239.4407 | 9100033030416 |  | 3239.4407 | 3424.0889 | 3619.2619 | 3825.5599 | 4043.6168 | Went up | Went up | Went up
| Business |  | 11400 |  | 13005.2 | 13746.4964 | 5.7% | 2061.9745 | 15808.4709 | 9100033030416 |  | 15808.4709 | 16709.5537 | 17661.9983 | 18668.7322 | 19732.8499 | Went up | Went up | Went up
| Bulk |  | 57000 |  | 65026 | 68732.482 | 5.7% | 10309.8723 | 79042.3543 | 9100033030416 |  | 79042.3543 | 83547.7685 | 88309.9913 | 93343.6608 | 98664.2495 | Went up | Went up | Went up
NB All deposits will be adjusted automatically should consumption charges be found to be more than the deposit held to cover the risk | [16 empty] | Went up | Went up | Went up
NB Bulk deposits are veriable due to recommendations from engineering departmenet | [16 empty] | Went up | Went up | Went up
ALL SERVICES ABOVE R10'000.00 CAN BE PAID OFF BY PAYING THE AMOUNT FOR THE
NON-RECOVERABLE COSTS AND OPENING AN ACCOUNT AT THE FINANCE DIRECTORATE FOR THE
PAYING OFF OF THE RECOVERABLE COSTS.
** The above will not apply to any levies charged for tampering or outstanding accounts.
DEPOSIT FOR ENERGY ACCOUNT - Energy account deposit according to connection size.
NB* ALL DEPOSITS WILL BE ADJUSTED AUTOMATICALLY SHOULD CONSUMPTION CHARGES BE FOUND TO BE MORE THAN THE DEPOSIT HELD TO COVER THE RISK
NB* BULK DEPOSITS ARE VARIABLE DUE TO RECOMMENDATIONS FROM ENGINEERING DEPARTMENT

## Summary Mohokare 2020_23 (hidden)
| CENTLEC : ELECTRICITY SERVICES COSTS FOR MOHOKARE MUNIC |  |  | Gobodo | [11 empty] | Comments
|  |  | EXISTING | PROPOSED | PROPOSED | PROPOSED | % | VAT @ | TOTAL | REVENUE | TOTAL | TOTAL | TOTAL | TOTAL | TOTAL
| ELECTRICAL SERVICE TARIFFS |  | TARIFFS | TARIFFS | TARIFFS | TARIFFS | INCREASE | 15% | (Inc VAT) | VOTE | (Inc VAT) | (Inc VAT) | (Inc VAT) | (Inc VAT) | (Inc VAT)
|  | Area | 2016/2017 | 2025/2026 | 2025/2026 | 2026/2027 | 2026/2027 | 2026/2027 | 2026/2027 | NUMBER | 2021/2022 | 2022/2023 | 2023/2024 | 2024/2025 | 2025/2026
|  | applicable | (Excl.vat) | (Excl.vat) | (Excl.vat) | (Excl.vat) | [9 empty] | Material | Labour | Transport
****** COST ESTIMATE SHALL BE PROVIDED, ON REQUEST, FOR SERVICES NOT LISTED ******
1. NEW SINGLE PHASE CONNECTIONS: URBAN
| 1.1 Single phase overhead connection with Split Pre-payment meter taken from overhead network - No Ready board | Urban Area | 7150 | 6225 | 7150 | 7330 | 2.517% | 1099.5 | 8429.5 | 9100033030416 | 8429.5 | 8909.9815 | 9417.8504 | 9954.6679 | 10522.084 | Went up | Went up | Went up
| 1.2 Single phase overhead connection with Split Pre-payment meter taken from overhead network - With Ready board | Urban Area | 9280 | 1400 | 9280 | 8710 | -6.142% | 1306.5 | 10016.5 | 9100033030416 | 10016.5 | 10587.4405 | 11190.9246 | 11828.8073 | 12503.0493 | Went up | Went up | Went up
| 1.3 Single phase underground/ovehead connection with Split Pre-payment meter taken from underground/overhead network (Flisp Housing) - With Ready board | Urban |  |  | 9900 | 23710 | 139.5% | 3556.5 | 27266.5 | 9100033030416 | 27266.5 | 28820.6905 | 30463.4699 | 32199.8876 | 34035.2812 | Went up | Went up | Went up
| 1.4 New connection (Permanent) for Church/ Creche with NPO certificate & Proof of Title deeds paper registered with Church/Creche: Single phase Split Prepaid meter | Urban Area | 13800 | 1000 | 13800 | 31730 | 129.9% | 4759.5 | 36489.5 | 9100033030416 | 36489.5 | 38569.4015 | 40767.8574 | 43091.6253 | 45547.8479 | Went up | Went up | Went up
| 1.5 Single phase domestic connection in meter box placed on stand boundary taken from underground cable network (connection to an erf, where the development costs has been paid) - | Urban Area
| 1.5.1 Connection in meter box, Single Phase Time of Use kWh meter | Urban Area | 1620 | 2230 | 8580 | 8510 | -0.8159% | 1276.5 | 9786.5 | 9100033030416 | 9786.5 | 10344.3305 | 10933.9573 | 11557.1929 | 12215.9529 | Went up | Went up | Went up
| 1.5.2 Connection in meter box, Single phase Split pre-payment meter | Urban Area | 3180 | 4340 | 4980 | 4930 | -1.004% | 739.5 | 5669.5 | 9100033030416 | 5669.5 | 5992.6615 | 6334.2432 | 6695.2951 | 7076.9269 | Went up | Went up | Went up
| 1.6 Single phase Pre-payment meters for areas that are fully subsidised. (Grants from different departments, e.g USDG, etc) | Urban Area | 820 | 370 | 820 | 930 | 13.41% | 139.5 | 1069.5 | 9100033030416 | 1069.5 | 1130.4615 | 1194.8978 | 1263.007 | 1334.9984 | Went up | Went up | Went up
1.7 Subdivision (Domestic) - Urban area:
| 1.7.1 Subdivision Urban Area: A new Single Phase Split pre-payment meter for domestic connection | Urban Area | 19450 | 15780 | 19450 | 21290 | 9.46% | 3193.5 | 24483.5 | 9100033030416 | 24483.5 | 25879.0595 | 27354.1659 | 28913.3533 | 30561.4145 | Went up | Went up | Went up
| 1.8 Additional Meters: New 1ph Split pre-paid meter connection- limited up to 500kVA, LV per Erf. Cost estimates will be compiled based on the quantiry of meters required and Network contribution will be levied as per ruling R/kVA. | Urban Area | 0 |  | 6178 | 4790 | -22.47% | 718.5 | 5508.5 | 9100033030417 | 5508.5 | 5822.4845 | 6154.3661 | 6505.165 | 6875.9594 | Went down | Went up | Went up
2. NEW THREE PHASE DOMESTIC CONNECTIONS: URBAN
Three phase connection in meter box placed on stand boundary taken from underground cable network.
| 2.1 Three phase domestic connection (80A) in meter box, Time of use (TOU) meter | Mangaung | 24470 | 18370 | 18710 | 15770 | -15.71% | 2365.5 | 18135.5 | 9100033030416 |  | 0 | 0 | 0 | 0
[11 empty] | 0 |  |  |  | 0
| 2.2 Three phase connection (80A) in meter box, Time of use (TOU) meter | Regional | 19670 | 15725 | 19670 | 11900 | -39.5% | 1785 | 13685 | 9100033030416 | 13685 | 14465.045 | 15289.5526 | 16161.0571 | 17082.2373
|  | Urban Area | [13 empty] | Went up | Went up | Went up
| 2.3 Three phase domestic connection in meter box, Split pre-payment meter | Mangaung | 21730 | 16375 | 16040 | 16250 | 1.309% | 2437.5 | 18687.5 | 9100033030416 |  | 0 | 0 | 0 | 0 | Went up | Went up | Went up
[11 empty] | 0 |  |  |  | 0 | Went up | Went up | Went up
| 2.4 Three phase domestic connection in meter box, Split pre-payment meter. | Regional | 15130 | 13720 | 15130 | 8800 | -41.84% | 1320 | 10120 | 9100033030416 | 10120 | 10696.84 | 11306.5599 | 11951.0338 | 12632.2427
|  | Urban Area | [13 empty] | Went up | Went up | Went up
[16 empty] | Went up | Went up | Went up
| CENTLEC : ELECTRICITY SERVICES COSTS FOR MOHOKARE MUNIC |  | EXISTING |  | PROPOSED | PROPOSED | % | VAT @ | TOTAL | REVENUE | TOTAL | TOTAL | TOTAL | TOTAL | TOTAL | Went up | Went up | Went up
|  |  | TARIFFS |  | TARIFFS | TARIFFS | INCREASE | 15% | (Inc VAT) | VOTE | (Inc VAT) | (Inc VAT) | (Inc VAT) | (Inc VAT) | (Inc VAT)
|  | Area | 2016/2017 |  | 2025/2026 | 2026/2027 | 2026/2027 | 2026/2027 | 2026/2027 | NUMBER | 2021/2022 | 2022/2023 | 2023/2024 | 2024/2025 | 2025/2026
| 3. NEW SINGLE PHASE DOMESTIC CONNECTIONS: PERI-URBAN | applicable | (Excl.vat) |  | (Excl.vat) | (Excl.vat)
| 3.1 Single phase Peri-Urban domestic connection with TOU kWh meter. Supplied by 25kVA single phase transformer (80A) from 11kV overhead line (where an 11kV line exists and is within the first 350m) | Peri Urban Area | 35990 | 15930 | 35990 | 29340 | -18.48% | 4401 | 33741 | 9100033030416 | 33741 | 35664.237 | 37697.0985 | 39845.8331 | 42117.0456 | Went up | Went up | Went up
| 3.2 Single phase Peri-Urban domestic connection - Prepayment meter. - Supplied by 25kVA single phase Trfr (80A) from 11kV overhead line (where an 11kV line exists and is within the first 350m) | Peri Urban Area | 40460 | 12240 | 40460 | 24370 | -39.77% | 3655.5 | 28025.5 | 9100033030416 | 28025.5 | 29622.9535 | 31311.4618 | 33096.2152 | 34982.6994 | Went up | Went up | Went up
| 0 | Peri Urban Area |  |  | #REF! | #REF! | #REF! | #REF! | #REF! |  | #REF! | #REF! | #REF! | #REF! | #REF! | Correction of kVA demand went down | Went up | Went up
4. NEW THREE PHASE DOMESTIC CONNECTIONS: PERI-URBAN
Three phase domestic connection in meterbox, where an 11kV line exists or has to be extended up to 350m.
| 4.1 New Three phase 80A/ph 25kVA domestic connection in meter box with Time of use (TOU) meter in Mangaung - Peri urban | Peri Urban Area | 49620 | 27150 | 27500 | 44270 | 60.98% | 6640.5 | 50910.5 | 9100033030416 | 50910.5 | 53812.3985 | 53812.3985 | 53812.3985 | 53812.3985 | Went up | Went up | Went up
| 4.2 New Three phase 80A/ph domestic connection in meter box with Time of use (TOU) meter in Regional. | [Regional - peri urban area] | 37790 | 26870 | 37790 | 30840 | -18.39% | 4626 | 35466 | 9100033030416 | 35466 | 37487.562 | 39624.353 | 41882.9412 | 44270.2688 | Went up | Went up | Went up
| 4.3 New Three phase Peri-Urban domestic connection - Pre-payment meter (80A per phase) | [Regional - peri urban area] | 38500 | 27370 | 27980 | 33650 | 20.26% | 5047.5 | 38697.5 | 9100033030416 | 38697.5 | 40903.2575 | 40903.2575 | 40903.2575 | 43234.7432 | Went up | Went up | Went up
0
| 4.4 Three phase Peri-Urban domestic connection - Pre- payment meter (80A per phase) | [Regional - peri urban area] | 37130 | 24710 | 37130 | 32080 | -13.6% | 4812 | 36892 | 9100033030416 | 36892 | 38994.844 | 41217.5501 | 43566.9505 | 46050.2666 | Went up | Went up | Went up
4.5 Subdivision - Peri-Urban area:
| 4.5.1 Subdivision Pri Urban Area: New Single Phase Split pre-payment meter connection in existing 11kV overhead line or where 11kV overhead line needs to be exteded up to 350m. | Peri Urban Area | 26560 | 14510 | 26560 | 29670 | 11.71% | 4450.5 | 34120.5 | 9100033030416 | 34120.5 | 36065.3685 | 38121.0945 | 40293.9969 | 42590.7547 | Went up | Went up | Went up
| 4.5.2 Subdivision Peri Urban Area: New Three Split pre-payment meter connection on the stand boundary, where 11kV overhead line needs to be exteded up to 350m at ADMD = 7,5KVA | Peri Urban Area | Actual estimated cost plus network contribution for 7.5kVA |  | Actual estimated cost plus network contribution for 5kVA | Actual estimated cost plus network contribution for 7.5kVA
CENTLEC : ELECTRICITY SERVICES COSTS FOR MOHOKARE MUNIC
|  |  | PROPOSED |  | PROPOSED | PROPOSED | % | VAT @ | TOTAL | REVENUE | TOTAL | TOTAL | TOTAL | TOTAL | TOTAL
| OTHER SERVICE |  | TARIFF |  | TARIFF | TARIFF | INCREASE | 15% | (Inc VAT) | VOTE | (Inc VAT) | (Inc VAT) | (Inc VAT) | (Inc VAT) | (Inc VAT)
|  |  | 2016/2017 |  | 2025/2026 | 2026/2027 | 2026/2027 | 2026/2027 | 2026/2027 | NUMBER | 2021/2022 | 2022/2023 | 2023/2024 | 2024/2025 | 2025/2026
|  |  | (Excl.vat) |  | (Excl.vat) | (Excl.vat)
5. ILLUMINATING SIGNS
| Connection fee determined through cost estimate |  | Actual estimated cost |  | Actual estimated cost | Actual estimated cost |  |  |  | 9100033030416
| Levy for electricity consumed |  | 111 |  | 111 | 111 | 0% | 16.65 | 127.65 | 9100033030416 | 127.65 | 134.9261 | 142.6168 | 150.746 | 159.3385
6. TEMPORARY CONNECTIONS - MAXIMUM PERIOD OF 12 MONTHS
These power supply points will be given only where
infrastructure already exists. In all other instances cost estimates
will be quoted on request
| 6.1 Temporary builders underground connection - Three phase 80 Ampère Prepaid meter only. Please note: These connections would only be permitted for a maximum period of 12 months after which it will be removed by CENTLEC. (Where a trench is not longer than 12m) |  | 27870 | 25880 | 27870 | 30220 | 8.432% | 4533 | 34753 | 9100033030416 | 34753 | 36733.921 | 38827.7545 | 41040.9365 | 43380.2699 | Went up | Went up | Went up
7.2 Temporary connection for a special events - These temporary connections would only be permitted for MMM approved special short term events and it would be removed afterwards - Maximum duration is 12 months.
| 6.2.1 Temporary connection for a special event - Single phase 80Ampère P/P with over head Airdac - Church Crusades, Social, Cultural and community events, temporary creches, police stations, etc. |  | 12100 | 8260 | 12100 | 8150 | -32.64% | 1222.5 | 9372.5 | 9100033030416 | 9372.5 | 9906.7325 | 10471.4163 | 11068.287 | 11699.1793 | Went up | Went up | Went up
| 6.2.2 Temporary connection for a special event - Three phase 80Ampère P/P- Church Crusades, Social, Cultural and community events, temporary creches, police stations, Car wash ect (where a trench is not longer than 12m) |  | 0.0016556 | 25880 | 38910 | 44570 | 14.55% | 6685.5 | 51255.5 | 9100033030416 | 51255.5 | 54177.0635 | 57265.1561 | 60529.27 | 63979.4384 | Went up | Went up | Went up
| 6.2.3 Temporary connection for a special event - Three phase 80Ampère P/P- Car wash etc (Subsidised sites) |  | 0 | 20525 | 38200 | 41250 | 7.984% | 6187.5 | 47437.5 | 9100033030416 | 47437.5 | 50141.4375 | 52999.4994 | 56020.4709 | 59213.6377 | Went up | Went up | Went up
CENTLEC : ELECTRICITY SERVICES COSTS FOR MOHOKARE MUNIC
|  |  | PROPOSED |  | PROPOSED | PROPOSED | % | VAT @ | TOTAL | REVENUE | TOTAL | TOTAL | TOTAL | TOTAL | TOTAL
| SERVICE |  | TARIFF |  | TARIFF | TARIFF | INCREASE | 15% | (Inc VAT) | VOTE | (Inc VAT) | (Inc VAT) | (Inc VAT) | (Inc VAT) | (Inc VAT)
|  |  | 2016/2017 |  | 2025/2026 | 2026/2027 | 2026/2027 | 2026/2027 | 2026/2027 | NUMBER | 2021/2022 | 2022/2023 | 2023/2024 | 2024/2025 | 2025/2026
|  |  | (Excl.vat) |  | (Excl.vat) | (Excl.vat)
7. ALTERATIONS TO ELECTRICITY SERVICES
| 7.1.1 Conversion of a single register meter to Single phase Pre-payment where meterbox exist on erf boundary - ( No charge for Prepayment meter) |  | 2060 | 1410 | 2060 | 2330 | 13.11% | 349.5 | 2679.5 | 9100033030416 | 2679.5 | 2832.2315 | 2993.6687 | 3164.3078 | 3344.6734 | Went up | Went up | Went up
| 7.1.2 Conversion of Three phase (TOU/kWH) connection to Prepayment meter - Existing meterbox on erf boundary | Urban | 1810 | 9390 | 1810 | 2030 | 12.15% | 304.5 | 2334.5 | 9100033030416 | 2334.5 | 2467.5665 | 2608.2178 | 2756.8862 | 2914.0287 | Went up | Went up | Went up
| 7.1.3 Upgrade of single phase Urban connection to three phase - Time of Use Meter(TOU) | Urban | 21350 | 18190 | 21350 | 13790 | -35.41% | 2068.5 | 15858.5 | 9100033030416 | 15858.5 | 16762.4345 | 17717.8933 | 18727.8132 | 19795.2985 | Went up | Went up | Went up
| 7.1.4 Upgrade of single phase Urban connection to three phase - Split pre-payment meter | Urban | 13670 | 10960 | 13670 | 14760 | 7.974% | 2214 | 16974 | 9100033030416 | 16974 | 17941.518 | 18964.1845 | 20045.143 | 21187.7162 | Went up | Went up | Went up
| 8.1.5 Upgrading of single phase Urban connection to three phase - Time of Use Meter(TOU) | Urban | 18400 | 15890 | 18400 | 10460 | -43.15% | 1569 | 12029 | 9100033030416 | 12029 | 12714.653 | 13439.3882 | 14205.4333 | 15015.1431 | Went up | Went up | Went up
| 7.1.6 Upgrade of single phase Urban connection to three phase - Split pre-payment meter | Urban | 16290 | 14355 | 16290 | 10090 | -38.06% | 1513.5 | 11603.5 | 9100033030416 | 11603.5 | 12264.8995 | 12963.9988 | 13702.9467 | 14484.0147 | Went up | Went up | Went up
| 7.1.7 Upgrade of single phase Peri-Urban connection to three phase -Time of Use Meter(TOU) | Peri-Urban | 22900 | 20570 | 22900 | 19730 | -13.84% | 2959.5 | 22689.5 | 9100033030416 | 22689.5 | 23982.8015 | 25349.8212 | 26794.761 | 28322.0624 | Went up | Went up | Went up
| 7.1.8 Upgrade of single phase Peri-Urban connection to three phase -Split pre-payment meter | Peri-Urban | 24860 | 23200 | 24860 | 19730 | -20.64% | 2959.5 | 22689.5 | 9100033030416 | 22689.5 | 23982.8015 | 25349.8212 | 26794.761 | 28322.0624 | Went up | Went up | Went up
| 7.1.9 Upgrade of single phase Peri-Urban connection to three phase -Time of Use Meter(TOU) | Peri-Urban | 23860 | 18810 | 23860 | 16550 | -30.64% | 2482.5 | 19032.5 | 9100033030416 | 19032.5 | 20117.3525 | 21264.0416 | 22476.092 | 23757.2292 | Went up | Went up | Went up
| 7.1.10 Conversion of single phase Peri-Urban connection to three phase - Split pre-payment meter | Peri-Urban | 21370 | 20540 | 21370 | 15780 | -26.16% | 2367 | 18147 | 9100033030416 | 18147 | 19181.379 | 20274.7176 | 21430.3765 | 22651.908 | Went up | Went up | Went up
| 8.1.11 Shifting of meter to meter box on stand boundary - Domestic connection - Urban | Urban | 4980 | 2230 | 4980 | 4930 | -1.004% | 739.5 | 5669.5 | 9100033030416 | 5669.5 | 5992.6615 | 6334.2432 | 6695.2951 | 7076.9269 | Went up | Went up | Went up
| 8.1.12 Shifting of connection - Pre-payment with ready board (per single connection) - Overhead only |  | 2760 | 1840 | 2760 | 3440 | 24.64% | 516 | 3956 | 9100033030416 | 3956 | 4181.492 | 4419.837 | 4671.7678 | 4938.0585 | Went up | Went up | Went up
9. SPECIAL SERVICE LEVIES
| 9.1.1 Electricity meter accuracy test at request by the consumer - Removal of meter |  | 1400 | 390 | 1400 | 1590 | 13.57% | 238.5 | 1828.5 | 9100033030416 | 1828.5 | 1932.7245 | 2042.8898 | 2159.3345 | 2282.4166
| Meter to be removed by supplier for testing. Testing of the meter under item 9.1.2 or 9.1.3 | [14 empty] | Went up | Went up | Went up
| 9.1.2 Request for accuracy test of electricity meter - Testing of meter (1 or 3 phase) |  | 311 | 140 | 311 | 338 | 8.682% | 50.7 | 388.7 | 9100033030416 | 388.7 | 410.8559 | 434.2747 | 459.0283 | 485.193 | Went up | Went up | Went up
| Meter to be removed under item 9.1.1 | [14 empty] | Went up | Went up | Went up
| 9.1.3 Request for accuracy test of Bulk electricity meter - Testing of meter |  | 1170 | 515 | 1170 | 1350 | 15.38% | 202.5 | 1552.5 | 9100033030416 | 1552.5 | 1640.9925 | 1734.5291 | 1833.3972 | 1937.9009 | Went up | Went up | Went up
| Meter to be removed under item 9.1.1 | [14 empty] | Went up | Went up | Went up
| MATERIAL (None) |  | 14740 | 5855 | 14740 | 16380 | 11.13% | 2457 | 18837 | 9100033030416 | 18837 | 19910.709 | 21045.6194 | 22245.2197 | 23513.1972 | Went up | Went up | Went up
| 9.2.1.1 Fine for tampring: Normal 1Ph meter for single residential use |  | 4943.73 |  | 6200 | 6200 | 0% | 930 | 7130 | 9100033030416 | 7130 | 7536.41 | 7965.9854 | 8420.0465 | 8899.9892 | Went up | Went up | Went up
| 9.2.1.2 Fine for tampring: Normal 1Ph meter for multiple residential use (cottages, room rental or backrooms) |  | 0 |  | 9200 | 9200 | 0% | 1380 | 10580 | 9100033030416 | 10580 | 11183.06 | 11820.4944 | 12494.2626 | 13206.4356 | Went up | Went up | Went up
| 9.7 Reinstatement of supply following disconnection of Std 3 phase service - Where meter was damaged or persistant tampering occurred (RMD 3 Ph) - Replaced with 100A Time of Use meter (TOU) |  | 12560 | 10470 | 12560 | 7260 | -42.2% | 1089 | 8349 | 9100033030416 | 8349 | 8824.893 | 9327.9119 | 9859.6029 | 10421.6002 | Went up | Went up | Went up
| 9.2.2.1 Fine for tampring: Normal 3Ph meter for single residential use |  | 0 |  | 15400 | 15400 | 0% | 2310 | 17710 | 9100033030416 | 17710 | 18719.47 | 19786.4798 | 20914.3091 | 22106.4248 | Went up | Went up | Went up
| 9.2.2.2 Fine for tampring: Normal 3Ph meter for multiple residential use (cottages, room rental or backrooms) |  | 0 |  | 30800 | 30800 | 0% | 4620 | 35420 | 9100033030416 | 35420 | 37438.94 | 39572.9596 | 41828.6183 | 44212.8495 | Went up | Went up | Went up
| 9.9 Reinstatement of supply following disconnection of service by CENTLEC - 1Phase pre-payment meter damaged or persistent tampering (PPD) |  | 7830 | 5990 | 7830 | 7340 | -6.258% | 1101 | 8441 | 9100033030416 | 8441 | 8922.137 | 9430.6988 | 9968.2486 | 10536.4388 | Went up | Went up | Went up
| 9.2.3.1 Fine for tampring: Normal 1Ph meter for single residential use |  | 4943.73 |  | 6200 | 6200 | 0% | 930 | 7130 | 9100033030416 | 7130 | 7536.41 | 7965.9854 | 8420.0465 | 8899.9892 | Went up | Went up | Went up
| 9.2.3.2 Fine for tampring: Normal 1Ph meter for multiple residential use (cottages, room rental or backrooms) |  | 0 |  | 9200 | 9200 | 0% | 1380 | 10580 | 9100033030416 | 10580 | 11183.06 | 11820.4944 | 12494.2626 | 13206.4356 | Went up | Went up | Went up
| CENTLEC : ELECTRICITY SERVICES COSTS FOR MOHOKARE MUNIC |  | PROPOSED |  | PROPOSED | PROPOSED | % | VAT @ | TOTAL | REVENUE | TOTAL | TOTAL | TOTAL | TOTAL | TOTAL
|  |  | TARIFF |  | TARIFF | TARIFF | INCREASE | 15% | (Inc VAT) | VOTE | (Inc VAT) | (Inc VAT) | (Inc VAT) | (Inc VAT) | (Inc VAT)
|  |  | 2016/2017 |  | 2025/2026 | 2026/2027 | 2026/2027 | 2026/2027 | 2026/2027 | NUMBER | 2021/2022 | 2022/2023 | 2023/2024 | 2024/2025 | 2025/2026
| OTHER SERVICE CHARGES |  | (Excl.vat) |  | (Excl.vat) | (Excl.vat)
| 9.2.4 Reinstatement of supply following disconnection of service by CENTLEC - 3 Phase pre-payment meter damaged or persistent tampering (PPD 3phase) |  | 14610 | 11360 | 14610 | 5680 | -61.12% | 852 | 6532 | 9100033030416 | 6532 | 6904.324 | 7297.8705 | 7713.8491 | 8153.5385
| 9.2.4.1 Fine for tampering: Normal 3Ph meter for single residential use |  | 0 |  | 15400 | 15400 | 0% | 2310 | 17710 | 9100033030417 | 17710 | 18719.47 | 19786.4798 | 20914.3091 | 22106.4248
| 9.2.4.2 Fine for tampering: Normal 3Ph meter for multiple residential use (cottages, room rental or backrooms) |  | 0 |  | 30800 | 30800 | 0% | 4620 | 35420 | 9100033030418 | 35420 | 37438.94 | 39572.9596 | 41828.6183 | 44212.8495
| 9.3 Reinstatement of supply by Finance Directorate (no motor cycles) |  | 984 | 240 | 984 | 1140 | 15.85% | 171 | 1311 | 9100033030416 | 1311 | 1385.727 | 1464.7134 | 1548.2021 | 1636.4496
| 9.12 Reinstatement of supply by CENTLEC - Where supplied from overhead transmission systems or a substation |  | 1830 | 1330 | 1830 | 2110 | 15.3% | 316.5 | 2426.5 | 9100033030416 | 2426.5 | 2564.8105 | 2711.0047 | 2865.532 | 3028.8673
| 9.5 Use of measuring instruments to record current and voltage fluctuations at the request of the consumer 1Phase (per 24 hour period) |  | 2420 | 1170 | 2420 | 2730 | 12.81% | 409.5 | 3139.5 | 9100033030416 | 3139.5 | 3318.4515 | 3507.6032 | 3707.5366 | 3918.8662
| 9.6 Use of measuring instruments to record current and voltage fluctuations at the request of the consumer 3Phase (per 24 hour period) |  | 2420 | 1295 | 2420 | 2730 | 12.81% | 409.5 | 3139.5 | 9100033030416 | 3139.5 | 3318.4515 | 3507.6032 | 3707.5366 | 3918.8662
| 9.7 Replacement of 1phase pre-payment meter due to tampering - blocking of vending |  | 4470 | 3210 | 4470 | 3540 | -20.81% | 531 | 4071 | 9100033030416 | 4071 | 4303.047 | 4548.3207 | 4807.575 | 5081.6067
| 9.8 Replacement of 3phase pre-payment meter due to tampering - blocking of vending |  | 10520 | 9025 | 10520 | 2760 | -73.76% | 414 | 3174 | 9100033030416 | 3174 | 3354.918 | 3546.1483 | 3748.2788 | 3961.9307
| 9.9.1 Charges when tampering with metering equipment - Small (commercial supply 60A - 1phase) consumer (TC) |  | 7830 | 5990 | 7830 | 7340 | -6.258% | 1101 | 8441 | 9100033030416 | 8441 | 8922.137 | 9430.6988 | 9968.2486 | 10536.4388
| 9.9.1.1 Fine for tampering: Normal 1Ph meter for business (including formal student housing and guest houses) |  | 0 |  | 12300 | 12300 | 0% | 1845 | 14145 | 9100033030416 | 14145 | 14951.265 | 15803.4871 | 16704.2859 | 17656.4302
| 9.9.2 Charges when tampering with metering equipment - Small (commercial supply 3x60A - 3phase) consumer (TC) |  | 18390 | 16065 | 18390 | 10240 | -44.32% | 1536 | 11776 | 9100033030416 | 11776 | 12447.232 | 13156.7242 | 13906.6575 | 14699.337
| 9.9.2.1 Fine for tampering: Normal 3Ph meter for business (including formal student housing and guest houses) (TC) |  | 15894.94 |  | 41100 | 41100 | 0% | 6165 | 47265 | 9100033030416 | 47265 | 49959.105 | 52806.774 | 55816.7601 | 58998.3154
| 9.10 Charges when tampering with metering equipment - Bulk consumer (TB) |  | 26430 | 20260 | 26430 | 25770 | -2.497% | 3865.5 | 29635.5 | 9100033030416 | 29635.5 | 31324.7235 | 33110.2327 | 34997.516 | 36992.3744
| 9.10.1 Fine for tampering: Bulk Consumers <= 300kVA (TB) |  | 0 |  | 100000 | 100000 | 0% | 15000 | 115000 | 9100033030416 | 115000 | 121555 | 128483.635 | 135807.2022 | 143548.2127
| 9.10.2 Fine for tampering: Bulk Consumers >300kVA(TB) |  | 0 |  | 170000 | 170000 | 0% | 25500 | 195500 | 9100033030416 | 195500 | 206643.5 | 218422.1795 | 230872.2437 | 244031.9616
| 9.11 Replacement of the keypad units |  | 954.07 |  | 1810 | 1910 | 5.525% | 286.5 | 2196.5 | 9100033030416 | 2196.5 | 2321.7005 | 2454.0374 | 2593.9176 | 2741.7709
| 9.12 Levy for all refunds will be 26,6% of the quoted value | [8 empty] | 9100033030416
DAMAGE TO CENTLEC CABLES, OVER HEAD LINES AND OTHER EQUIPMENT
| 9.13 Excavations within public areas leading to damage to electricity cables, including attempts of theft |  | Estimated cost of material, Labour, Transport plus 10% |  | R10 900 plus the estimated cost of material, Labour, Transport plus 10% | R11 412 plus the estimated cost of material, Labour, Transport plus 10% | 4.7% |  |  | 9100033030416 | [5 empty] | Went up | Went up | Went up
| 9.14 In the case of damage to a low voltage cable or line installation, or any part of the installation |  | Estimated cost of material, Labour, Transport plus 10% |  | R10 900 plus the estimated cost of material, Labour, Transport plus 10% | R11 412 plus the estimated cost of material, Labour, Transport plus 10% | 4.7% |  |  | 9100033030416 | [5 empty] | Went up | Went up | Went up
| 9.15 Cost for damaging any 11kV cable |  | R20 000.00 per cable plus additional cost incurred of material, labour and transport plus 10% |  | R22 000.00 per cable plus additional cost incurred of material, labour and transport plus 10% | R23 034 per cable plus additional cost incurred of material, labour and transport plus 10% | 4.7% |  |  | 9100033030416 | [5 empty] | Went up | Went up | Went up
| 9.17 Cost for damaging any 33kV PILC/XLPE cable |  | R40 000.00 per cable plus additional cost incurred of material, labour and transport plus 10% |  | R80 000.00 per cable plus additional cost incurred of material, labour and transport plus 10% | R83 760 per cable plus additional cost incurred of material, labour and transport plus 10% | 4.7% |  |  | 9100033030416 | [5 empty] | Went up | Went up | Went up
| 9.18 Cost for damaging any 132kV PILC/XLPE cable |  | R80 000.00 per cable plus additional cost incurred of material, labour and transport plus 10% |  | R100 000.00 per cable plus additional cost incurred of material, labour and transport plus 10% | R104 700 per cable plus additional cost incurred of material, labour and transport plus 10% | 4.7% |  |  | 9100033030416 | [5 empty] | Went up | Went up | Went up
| Note : In cases where the excavation occurred without authorization, or where the provisions of the wayleave policy were not followed, Centlec / Council reserves the right to institute further steps | [14 empty] | Went up | Went up | Went up
| CENTLEC : ELECTRICITY SERVICES COSTS |  | PROPOSED |  | PROPOSED | PROPOSED | % | VAT @ | TOTAL | REVENUE | TOTAL | TOTAL | TOTAL | TOTAL | TOTAL
|  |  | TARIFF |  | TARIFF | TARIFF | INCREASE | 15% | (Inc VAT) | VOTE | (Inc VAT) | (Inc VAT) | (Inc VAT) | (Inc VAT) | (Inc VAT)
| OTHER SERVICE CHARGES |  | 2016/2017 |  | 2025/2026 | 2026/2027 | 2026/2027 | 2026/2027 | 2026/2027 | NUMBER | 2021/2022 | 2022/2023 | 2023/2024 | 2024/2025 | 2025/2026
|  |  | (Excl.vat) |  | (Excl.vat) | (Excl.vat)
| 9.20. Delivery of notice of intended disconnection where a customer has failed to pay his/her account on the due date |  | 82.005 |  | 93.1869 | 98.4985 | 5.7% | 14.7748 | 113.2733 | 9100033030416 | 11.67 | 12.3352 | 13.0383 | 13.7815 | 14.567
| 9.21 Clearance Certificate Tariff |  | 63.9 |  | 72.6131 | 76.7521 | 5.7% | 11.5128 | 88.2649 | 9100033030416 | 88.2649 | 93.296 | 98.6139 | 104.2349 | 110.1763
9.22 WAYLEAVES - for construcion and excavation work.
| Tariff per application |  | 170.1337 |  | 193.3325 | 204.3525 | 5.7% | 30.6529 | 235.0053 | 9100033030416 | 235.0053 | 248.4006 | 262.5595 | 277.5254 | 293.3443 | Went up | Went up | Went up
Credit Control Fees will be levied as per debt collectors charges | [15 empty] | Went up | Went up | Went up
| 9.23 Notice Fees |  | 63.7683 |  | 72.4635 | 76.5939 | 5.7% | 11.4891 | 88.083 |  | 88.083 | 93.1038 | 98.4107 | 104.0201 | 109.9492 | Went up | Went up | Went up
Disconnection and Reconnection Fees | [15 empty] | Went up | Went up | Went up
| 9.24 Residential - Disconnection and Reconnection Fees - Office hours |  | 379.456 |  | 431.1971 | 455.7753 | 5.7% | 68.3663 | 524.1416 |  | 524.1416 | 554.0177 | 585.5967 | 618.9757 | 654.2573 | Went up | Went up | Went up
| 9.25 Residential - Disconnection and Reconnection Fees - After Hours rate (N+33%) |  | 504.6765 |  | 0 | N/A | [9 empty] | Went up | Went up | Went up
| 9.26 Business - Disconnection and Reconnection Fees - Office hours |  | 1300.9796 |  | 1478.376 | 1562.6434 | 5.7% | 234.3965 | 1797.04 |  | 1797.04 | 1899.4712 | 2007.7411 | 2122.1823 | 2243.1467 | Went up | Went up | Went up
| 9.27 Business - Disconnection and Reconnection Fees - After Hours rate (N+33%) |  | 1730.3029 |  | 0 | N/A | [9 empty] | Went up | Went up | Went up
| 9.28 Bulk connections - Disconnection and Reconnection Fees - Office hours |  | 2710.3753 |  | 3079.9512 | 3255.5084 | 5.7% | 488.3263 | 3743.8347 |  | 3743.8347 | 3957.2332 | 4182.7955 | 4421.2149 | 4673.2241 | Went up | Went up | Went up
| 9.29 Bulk connections - Disconnection and Reconnection Fees - After Hours rate (N+33%) |  | 3604.7991 |  | 0 | N/A | [9 empty] | Went up | Went up | Went up
[16 empty] | Went up | Went up | Went up
Procurements Documents | [15 empty] | Went up | Went up | Went up
| Tenders - R200 000 - R10mil) |  | 500 |  | 639.6 | 676.0572 | 5.7% | 101.4086 | 777.4658 |  | 777.4658 | 821.7813 | 868.6229 | 918.1344 | 970.468 | Went up | Went up | Went up
| Tenders - (more than R10mil) |  | 1500 |  | 1705.6 | 1802.8192 | 5.7% | 270.4229 | 2073.2421 |  | 2073.2421 | 2191.4169 | 2316.3276 | 2448.3583 | 2587.9147 | Went up | Went up | Went up
| Quotations - Standard service tariffs - 10% of the estimated cost to a maximum of -- |  | 6600 |  | 7568.6 | 8000.0102 | 5.7% |  |  |  | 0 |  |  |  |  | Went up | Went up | Went up
| Quotations - Bulk connections and other services - 10% of the estimated cost to a maximum of -- |  | 6600 |  | 7568.6 | 8000.0102 | 5.7% |  |  |  | 0 |  |  |  |  | Went up | Went up | Went up
Initial deposit for energy accounts | [15 empty] | Went up | Went up | Went up
| Residential |  | 2280 |  | 2665 | 2816.905 | 5.7% | 422.5357 | 3239.4407 |  | 3239.4407 | 3424.0889 | 3619.2619 | 3825.5599 | 4043.6168 | Went up | Went up | Went up
| Business |  | 11400 |  | 13005.2 | 13746.4964 | 5.7% | 2061.9745 | 15808.4709 |  | 15808.4709 | 16709.5537 | 17661.9983 | 18668.7322 | 19732.8499 | Went up | Went up | Went up
| Bulk |  | 57000 |  | 65026 | 68732.482 | 5.7% | 10309.8723 | 79042.3543 |  | 79042.3543 | 83547.7685 | 88309.9913 | 93343.6608 | 98664.2495 | Went up | Went up | Went up
NB All deposits will be adjusted automatically should consumption charges be found to be more than the deposit held to cover the risk | [15 empty] | Went up | Went up | Went up
NB Bulk deposits are veriable due to recommendations from engineering departmenet | [15 empty] | Went up | Went up | Went up
ALL SERVICES ABOVE R10'000.00 CAN BE PAID OFF BY PAYING THE AMOUNT FOR THE
NON-RECOVERABLE COSTS AND OPENING AN ACCOUNT AT THE FINANCE DIRECTORATE FOR THE
PAYING OFF OF THE RECOVERABLE COSTS.
** The above will not apply to any levies charged for tampering or outstanding accounts.
DEPOSIT FOR ENERGY ACCOUNT - Energy account deposit according to connection size.
NB* ALL DEPOSITS WILL BE ADJUSTED AUTOMATICALLY SHOULD CONSUMPTION CHARGES BE FOUND TO BE MORE THAN THE DEPOSIT HELD TO COVER THE RISK
NB* BULK DEPOSITS ARE VARIABLE DUE TO RECOMMENDATIONS FROM ENGINEERING DEPARTMENT

## Summary Mantsopa 2020_21 (hidden)
| CENTLEC : ELECTRICITY SERVICES COSTS FOR MANTSOPA MUNIC |  |  | Gobodo
|  |  | EXISTING | PROPOSED | PROPOSED | PROPOSED | % | VAT @ | TOTAL | REVENUE |  | TOTAL | TOTAL
| ELECTRICAL SERVICE TARIFFS |  | TARIFFS | TARIFFS | TARIFFS | TARIFFS | INCREASE | 15% | (Inc VAT) | VOTE |  | (Inc VAT) | (Inc VAT)
|  | Area | 2016/2017 | 2025/2026 | 2025/2026 | 2026/2027 | 2026/2027 | 2026/2027 | 2026/2027 | NUMBER |  | 2020/2021 | 2021/2022
|  | applicable | (Excl.vat) | (Excl.vat) | (Excl.vat) | (Excl.vat)
****** COST ESTIMATE SHALL BE PROVIDED, ON REQUEST, FOR SERVICES NOT LISTED ******
1. NEW SINGLE PHASE CONNECTIONS: URBAN
| 1.1 Single phase overhead connection with Split Pre-payment meter taken from overhead network - No Ready board | Urban Area | 7150 | 6225 | 7150 | 7330 | 2.517% | 1099.5 | 8429.5 | 9100033030416 |  | 8909.9815 | 9417.8504
| 1.2 Single phase overhead connection with Split Pre-payment meter taken from overhead network - With Ready board | Urban Area | 9280 | 1400 | 9280 | 8710 | -6.142% | 1306.5 | 10016.5 | 9100033030416 |  | 10587.4405 | 11190.9246
| 1.3 Single phase underground/ovehead connection with Split Pre-payment meter taken from underground/overhead network (Flisp Housing) - With Ready board | Urban |  |  | 9900 | 23710 | 139.5% | 3556.5 | 27266.5 | 9100033030416 |  | 28820.6905 | 30463.4699
| 1.4 New connection (Permanent) for Church/ Creche with NPO certificate & Proof of Title deeds paper registered with Church/Creche: Single phase Split Prepaid meter | Urban Area | 13800 | 1000 | 13800 | 31730 | 129.9% | 4759.5 | 36489.5 | 9100033030416 |  | 38569.4015 | 40767.8574
| 1.5 Single phase domestic connection in meter box placed on stand boundary taken from underground cable network (connection to an erf, where the development costs has been paid) - | Urban Area
| 1.5.1 Connection in meter box, Single Phase Time of Use kWh meter | Urban Area | 1620 | 2230 | 8580 | 8510 | -0.8159% | 1276.5 | 9786.5 | 9100033030416 |  | 10344.3305 | 10933.9573
| 1.5.2 Connection in meter box, Single phase Split pre-payment meter | Urban Area | 3180 | 4340 | 4980 | 4930 | -1.004% | 739.5 | 5669.5 | 9100033030416 |  | 5992.6615 | 6334.2432
| 1.6 Single phase Pre-payment meters for areas that are fully subsidised. (Grants from different departments, e.g USDG, etc) | Urban Area | 820 | 370 | 820 | 930 | 13.41% | 139.5 | 1069.5 | 9100033030416 |  | 1130.4615 | 1194.8978
1.7 Subdivision (Domestic) - Urban area:
| 1.7.1 Subdivision Urban Area: A new Single Phase Split pre-payment meter for domestic connection | Urban Area | 19450 | 15780 | 19450 | 21290 | 9.46% | 3193.5 | 24483.5 | 9100033030416 |  | 25879.0595 | 27354.1659
| 1.8 Additional Meters: New 1ph Split pre-paid meter connection- limited up to 500kVA, LV per Erf. Cost estimates will be compiled based on the quantiry of meters required and Network contribution will be levied as per ruling R/kVA. | Urban Area | 0 |  | Actual estimated cost plus network contribution for 5kVA | 0
2. NEW THREE PHASE DOMESTIC CONNECTIONS: URBAN
Three phase connection in meter box placed on stand boundary taken from underground cable network.
| 2.1 Three phase domestic connection (80A) in meter box, Time of use (TOU) meter | Mangaung | 24470 | 18370 | 18710 | 15770 | -15.71% | 2365.5 | 18135.5 | 9100033030416 |  | 19169.2235 | 20261.8692
| 2.2 Three phase connection (80A) in meter box, Time of use (TOU) meter | Regional | 19670 | 15725 | 19670 | 11900 | -39.5% | 1785 | 13685 | 9100033030416 |  | 14465.045 | 15289.5526
Urban Area
| 2.3 Three phase domestic connection in meter box, Split pre-payment meter | Mangaung | 21730 | 16375 | 16040 | 16250 | 1.309% | 2437.5 | 18687.5 | 9100033030416 |  | 19752.6875 | 20878.5907
| 2.4 Three phase domestic connection in meter box, Split pre-payment meter. | Regional | 15130 | 13720 | 15130 | 8800 | -41.84% | 1320 | 10120 | 9100033030416 |  | 10696.84 | 11306.5599
Urban Area
| CENTLEC : ELECTRICITY SERVICES COSTS FOR MANTSOPA MUNIC |  | EXISTING |  | PROPOSED | PROPOSED | % | VAT @ | TOTAL | REVENUE |  | TOTAL | TOTAL
|  |  | TARIFFS |  | TARIFFS | TARIFFS | INCREASE | 15% | (Inc VAT) | VOTE |  | (Inc VAT) | (Inc VAT)
|  | Area | 2016/2017 |  | 2025/2026 | 2026/2027 | 2026/2027 | 2026/2027 | 2026/2027 | NUMBER |  | 2020/2021 | 2021/2022
| 3. NEW SINGLE PHASE DOMESTIC CONNECTIONS: PERI-URBAN | applicable | (Excl.vat) |  | (Excl.vat) | (Excl.vat)
| 3.1 Single phase Peri-Urban domestic connection with TOU kWh meter. Supplied by 25kVA single phase transformer (80A) from 11kV overhead line (where an 11kV line exists and is within the first 350m) | Peri Urban Area | 35990 | 15930 | 35990 | 29340 | -18.48% | 4401 | 33741 | 9100033030416 |  | 35664.237 | 37697.0985
| 3.2 Single phase Peri-Urban domestic connection - Prepayment meter. - Supplied by 25kVA single phase Trfr (80A) from 11kV overhead line (where an 11kV line exists and is within the first 350m) | Peri Urban Area | 40460 | 12240 | 40460 | 24370 | -39.77% | 3655.5 | 28025.5 | 9100033030416 |  | 29622.9535 | 31311.4618
| 0 | Peri Urban Area |  |  | 0 | 0
4. NEW THREE PHASE DOMESTIC CONNECTIONS: PERI-URBAN
Three phase domestic connection in meterbox, where an 11kV line exists or has to be extended up to 350m.
| 4.1 New Three phase 80A/ph 25kVA domestic connection in meter box with Time of use (TOU) meter in Mangaung - Peri urban | Peri Urban Area | 49620 | 27150 | 27500 | 44270 | 60.98% | 6640.5 | 50910.5 | 9100033030416 |  | 53812.3985 | 56879.7052
| 4.2 New Three phase 80A/ph domestic connection in meter box with Time of use (TOU) meter in Regional. | [Regional - peri urban area] | 37790 | 26870 | 37790 | 30840 | -18.39% | 4626 | 35466 | 9100033030416 |  | 37487.562 | 39624.353
| 4.3 New Three phase Peri-Urban domestic connection - Pre-payment meter (80A per phase) | [Regional - peri urban area] | 38500 | 27370 | 27980 | 33650 | 20.26% | 5047.5 | 38697.5 | 9100033030416 |  | 40903.2575 | 43234.7432
| 4.4 Three phase Peri-Urban domestic connection - Pre- payment meter (80A per phase) | [Regional - peri urban area] | 37130 | 24710 | 37130 | 32080 | -13.6% | 4812 | 36892 | 9100033030416 |  | 38994.844 | 41217.5501
4.5 Subdivision - Peri-Urban area:
| 4.5.1 Subdivision Pri Urban Area: New Single Phase Split pre-payment meter connection in existing 11kV overhead line or where 11kV overhead line needs to be exteded up to 350m. | Peri Urban Area | 26560 | 14510 | 26560 | 29670 | 11.71% | 4450.5 | 34120.5 | 9100033030416 |  | 36065.3685 | 38121.0945
| #REF! | Peri Urban Area | #REF! |  | Actual estimated cost plus network contribution for 5kVA | #REF!
| 4.5.2 Subdivision Peri Urban Area: New Three Split pre-payment meter connection on the stand boundary, where 11kV overhead line needs to be exteded up to 350m at ADMD = 7,5KVA | Peri Urban Area | Actual estimated cost plus network contribution for 7.5kVA |  | Actual estimated cost plus network contribution for 5kVA | Actual estimated cost plus network contribution for 7.5kVA
CENTLEC : ELECTRICITY SERVICES COSTS FOR MANTSOPA MUNIC
|  |  | PROPOSED |  | PROPOSED | PROPOSED | % | VAT @ | TOTAL | REVENUE |  | TOTAL | TOTAL
| OTHER SERVICE |  | TARIFF |  | TARIFF | TARIFF | INCREASE | 15% | (Inc VAT) | VOTE |  | (Inc VAT) | (Inc VAT)
|  |  | 2016/2017 |  | 2025/2026 | 2026/2027 | 2026/2027 | 2026/2027 | 2026/2027 | NUMBER |  | 2020/2021 | 2021/2022
|  |  | (Excl.vat) |  | (Excl.vat) | (Excl.vat)
5. ILLUMINATING SIGNS
| Connection fee determined through cost estimate |  | Actual estimated cost |  | Actual estimated cost | Actual estimated cost |  |  |  | 9100033030416
| Levy for electricity consumed |  | 111 |  | 111 | 111 | 0% | 16.65 | 127.65 | 9100033030416 |  | 134.9261 | 142.6168
6. TEMPORARY CONNECTIONS - MAXIMUM PERIOD OF 12 MONTHS
These power supply points will be given only where
infrastructure already exists. In all other instances cost estimates
will be quoted on request
| 6.1 Temporary builders underground connection - Three phase 80 Ampère Prepaid meter only. Please note: These connections would only be permitted for a maximum period of 12 months after which it will be removed by CENTLEC. (Where a trench is not longer than 12m) |  | 27870 | 25880 | 27870 | 30220 | 8.432% | 4533 | 34753 | 9100033030416 |  | 36733.921 | 38827.7545
7.2 Temporary connection for a special events - These temporary connections would only be permitted for MMM approved special short term events and it would be removed afterwards - Maximum duration is 12 months.
| 6.2.1 Temporary connection for a special event - Single phase 80Ampère P/P with over head Airdac - Church Crusades, Social, Cultural and community events, temporary creches, police stations, etc. |  | 12100 | 8260 | 12100 | 8150 | -32.64% | 1222.5 | 9372.5 | 9100033030416 |  | 9906.7325 | 10471.4163
| 6.2.2 Temporary connection for a special event - Three phase 80Ampère P/P- Church Crusades, Social, Cultural and community events, temporary creches, police stations, Car wash ect (where a trench is not longer than 12m) |  | 0.0016556 | 25880 | 38910 | 44570 | 14.55% | 6685.5 | 51255.5 | 9100033030416 |  | 54177.0635 | 57265.1561
| 6.2.3 Temporary connection for a special event - Three phase 80Ampère P/P- Car wash etc (Subsidised sites) |  | 0 | 20525 | 38200 | 41250 | 7.984% | 6187.5 | 47437.5 | 9100033030416 |  | 50141.4375 | 52999.4994
CENTLEC : ELECTRICITY SERVICES COSTS FOR MANTSOPA MUNIC
|  |  | PROPOSED |  | PROPOSED | PROPOSED | % | VAT @ | TOTAL | REVENUE |  | TOTAL | TOTAL
| SERVICE |  | TARIFF |  | TARIFF | TARIFF | INCREASE | 15% | (Inc VAT) | VOTE |  | (Inc VAT) | (Inc VAT)
|  |  | 2016/2017 |  | 2025/2026 | 2026/2027 | 2026/2027 | 2026/2027 | 2026/2027 | NUMBER |  | 2020/2021 | 2021/2022
|  |  | (Excl.vat) |  | (Excl.vat) | (Excl.vat)
7. ALTERATIONS TO ELECTRICITY SERVICES
| 7.1.1 Conversion of a single register meter to Single phase Pre-payment where meterbox exist on erf boundary - ( No charge for Prepayment meter) |  | 2060 | 1410 | 2060 | 2330 | 13.11% | 349.5 | 2679.5 | 9100033030416 |  | 2832.2315 | 2993.6687
| 7.1.2 Conversion of Three phase (TOU/kWH) connection to Prepayment meter - Existing meterbox on erf boundary | Urban | 1810 | 9390 | 1810 | 2030 | 12.15% | 304.5 | 2334.5 | 9100033030416 |  | 2467.5665 | 2608.2178
| 7.1.3 Upgrade of single phase Urban connection to three phase - Time of Use Meter(TOU) | Urban | 21350 | 18190 | 21350 | 13790 | -35.41% | 2068.5 | 15858.5 | 9100033030416 |  | 16762.4345 | 17717.8933
| 7.1.4 Upgrade of single phase Urban connection to three phase - Split pre-payment meter | Urban | 13670 | 10960 | 13670 | 14760 | 7.974% | 2214 | 16974 | 9100033030416 |  | 17941.518 | 18964.1845
| 8.1.5 Upgrading of single phase Urban connection to three phase - Time of Use Meter(TOU) | Urban | 18400 | 15890 | 18400 | 10460 | -43.15% | 1569 | 12029 | 9100033030416 |  | 12714.653 | 13439.3882
| 7.1.6 Upgrade of single phase Urban connection to three phase - Split pre-payment meter | Urban | 16290 | 14355 | 16290 | 10090 | -38.06% | 1513.5 | 11603.5 | 9100033030416 |  | 12264.8995 | 12963.9988
| 7.1.7 Upgrade of single phase Peri-Urban connection to three phase -Time of Use Meter(TOU) | Peri-Urban | 22900 | 20570 | 22900 | 19730 | -13.84% | 2959.5 | 22689.5 | 9100033030416 |  | 23982.8015 | 25349.8212
| 7.1.8 Upgrade of single phase Peri-Urban connection to three phase -Split pre-payment meter | Peri-Urban | 24860 | 23200 | 24860 | 19730 | -20.64% | 2959.5 | 22689.5 | 9100033030416 |  | 23982.8015 | 25349.8212
| 7.1.9 Upgrade of single phase Peri-Urban connection to three phase -Time of Use Meter(TOU) | Peri-Urban | 23860 | 18810 | 23860 | 16550 | -30.64% | 2482.5 | 19032.5 | 9100033030416 |  | 20117.3525 | 21264.0416
| 7.1.10 Conversion of single phase Peri-Urban connection to three phase - Split pre-payment meter | Peri-Urban | 21370 | 20540 | 21370 | 15780 | -26.16% | 2367 | 18147 | 9100033030416 |  | 19181.379 | 20274.7176
| 8.1.11 Shifting of meter to meter box on stand boundary - Domestic connection - Urban | Urban | 4980 | 2230 | 4980 | 4930 | -1.004% | 739.5 | 5669.5 | 9100033030416 |  | 5992.6615 | 6334.2432
| 8.1.12 Shifting of connection - Pre-payment with ready board (per single connection) - Overhead only |  | 2760 | 1840 | 2760 | 3440 | 24.64% | 516 | 3956 | 9100033030416 |  | 4181.492 | 4419.837
9. SPECIAL SERVICE LEVIES
| 9.1.1 Electricity meter accuracy test at request by the consumer - Removal of meter |  | 1400 | 390 | 1400 | 1590 | 13.57% | 238.5 | 1828.5 | 9100033030416 |  | 6846.3612 | 7236.6038
Meter to be removed by supplier for testing. Testing of the meter under item 9.1.2 or 9.1.3
| 9.1.2 Request for accuracy test of electricity meter - Testing of meter (1 or 3 phase) |  | 311 | 140 | 311 | 338 | 8.682% | 50.7 | 388.7 | 9100033030416 |  | 410.8559 | 434.2747
Meter to be removed under item 9.1.1
| 9.1.3 Request for accuracy test of Bulk electricity meter - Testing of meter |  | 1170 | 515 | 1170 | 1350 | 15.38% | 202.5 | 1552.5 | 9100033030416 |  | 1640.9925 | 1734.5291
Meter to be removed under item 9.1.1
| MATERIAL (None) |  | 14740 | 5855 | 14740 | 16380 | 11.13% | 2457 | 18837 | 9100033030416 |  | 19910.709 | 21045.6194
| 9.2.1.1 Fine for tampring: Normal 1Ph meter for single residential use |  | 4943.73 |  | 6200 | 6200 | 0%
| 9.2.1.2 Fine for tampring: Normal 1Ph meter for multiple residential use (cottages, room rental or backrooms) |  | 0 |  | 9200 | 9200 | 0%
| 9.7 Reinstatement of supply following disconnection of Std 3 phase service - Where meter was damaged or persistant tampering occurred (RMD 3 Ph) - Replaced with 100A Time of Use meter (TOU) |  | 12560 | 10470 | 12560 | 7260 | -42.2% | 1089 | 8349 | 9100033030416 |  | 8824.893 | 9327.9119
| 9.2.2.1 Fine for tampring: Normal 3Ph meter for single residential use |  | 0 |  | 15400 | 15400 | 0%
| 9.2.2.2 Fine for tampring: Normal 3Ph meter for multiple residential use (cottages, room rental or backrooms) |  | 0 |  | 30800 | 30800 | 0%
| 9.9 Reinstatement of supply following disconnection of service by CENTLEC - 1Phase pre-payment meter damaged or persistent tampering (PPD) |  | 7830 | 5990 | 7830 | 7340 | -6.258% | 1101 | 8441 | 9100033030416 |  | 8922.137 | 9430.6988
| 9.2.3.1 Fine for tampring: Normal 1Ph meter for single residential use |  | 4943.73 |  | 6200 | 6200 | 0%
| 9.2.3.2 Fine for tampring: Normal 1Ph meter for multiple residential use (cottages, room rental or backrooms) |  | 0 |  | 9200 | 9200 | 0%
| CENTLEC : ELECTRICITY SERVICES COSTS FOR MANTSOPA MUNIC |  | PROPOSED |  | PROPOSED | PROPOSED | % | VAT @ | TOTAL | REVENUE |  | TOTAL | TOTAL
|  |  | TARIFF |  | TARIFF | TARIFF | INCREASE | 15% | (Inc VAT) | VOTE |  | (Inc VAT) | (Inc VAT)
|  |  | 2016/2017 |  | 2025/2026 | 2026/2027 | 2026/2027 | 2026/2027 | 2026/2027 | NUMBER |  | 2020/2021 | 2021/2022
| OTHER SERVICE CHARGES |  | (Excl.vat) |  | (Excl.vat) | (Excl.vat)
| 9.2.4 Reinstatement of supply following disconnection of service by CENTLEC - 3 Phase pre-payment meter damaged or persistent tampering (PPD 3phase) |  | 14610 | 11360 | 14610 | 5680 | -61.12% | 852 | 6532 | 9100033030416 |  | 6904.324 | 7297.8705
| 9.2.4.1 Fine for tampering: Normal 3Ph meter for single residential use |  | 0 |  | 15400 | 15400 | 0%
| 9.2.4.2 Fine for tampering: Normal 3Ph meter for multiple residential use (cottages, room rental or backrooms) |  | 0 |  | 30800 | 30800 | 0%
| 9.3 Reinstatement of supply by Finance Directorate (no motor cycles) |  | 984 | 240 | 984 | 1140 | 15.85% | 171 | 1311 | 9100033030416 |  | 1385.727 | 1464.7134
| 9.12 Reinstatement of supply by CENTLEC - Where supplied from overhead transmission systems or a substation |  | 1830 | 1330 | 1830 | 2110 | 15.3% | 316.5 | 2426.5 | 9100033030416 |  | 2564.8105 | 2711.0047
| 9.5 Use of measuring instruments to record current and voltage fluctuations at the request of the consumer 1Phase (per 24 hour period) |  | 2420 | 1170 | 2420 | 2730 | 12.81% | 409.5 | 3139.5 | 9100033030416 |  | 3318.4515 | 3507.6032
| 9.6 Use of measuring instruments to record current and voltage fluctuations at the request of the consumer 3Phase (per 24 hour period) |  | 2420 | 1295 | 2420 | 2730 | 12.81% | 409.5 | 3139.5 | 9100033030416 |  | 3318.4515 | 3507.6032
| 9.7 Replacement of 1phase pre-payment meter due to tampering - blocking of vending |  | 4470 | 3210 | 4470 | 3540 | -20.81% | 531 | 4071 | 9100033030416 |  | 4303.047 | 4548.3207
| 9.8 Replacement of 3phase pre-payment meter due to tampering - blocking of vending |  | 10520 | 9025 | 10520 | 2760 | -73.76% | 414 | 3174 | 9100033030416 |  | 3354.918 | 3546.1483
| 9.9.1 Charges when tampering with metering equipment - Small (commercial supply 60A - 1phase) consumer (TC) |  | 7830 | 5990 | 7830 | 7340 | -6.258% | 1101 | 8441 | 9100033030416 |  | 8922.137 | 9430.6988
| 9.9.1.1 Fine for tampering: Normal 1Ph meter for business (including formal student housing and guest houses) |  | 0 |  | 12300 | 12300 | 0% | 1845 | 14145 | 9100033030416 |  | 14951.265 | 15803.4871
| 9.9.2 Charges when tampering with metering equipment - Small (commercial supply 3x60A - 3phase) consumer (TC) |  | 18390 | 16065 | 18390 | 10240 | -44.32% | 1536 | 11776 | 9100033030416 |  | 12447.232 | 13156.7242
| 9.9.2.1 Fine for tampering: Normal 3Ph meter for business (including formal student housing and guest houses) (TC) |  | 15894.94 |  | 41100 | 41100 | 0% | 6165 | 47265 | 9100033030416 |  | 49959.105 | 52806.774
| 9.10 Charges when tampering with metering equipment - Bulk consumer (TB) |  | 26430 | 20260 | 26430 | 25770 | -2.497% | 3865.5 | 29635.5 | 9100033030416 |  | 31324.7235 | 33110.2327
| 9.10.1 Fine for tampering: Bulk Consumers <= 300kVA (TB) |  | 0 |  | 100000 | 100000 | 0% | 15000 | 115000 | 9100033030416 |  | 121555 | 128483.635
| 9.10.2 Fine for tampering: Bulk Consumers >300kVA(TB) |  | 0 |  | 170000 | 170000 | 0% | 25500 | 195500 | 9100033030416 |  | 206643.5 | 218422.1795
| 9.11 Replacement of the keypad units |  | 954.07 |  | 1810 | 1910 | 5.525% | 286.5 | 2196.5 | 9100033030416 |  | 2321.7005 | 2454.0374
| 9.12 Levy for all refunds will be 26,6% of the quoted value | [8 empty] | 9100033030416
DAMAGE TO CENTLEC CABLES, OVER HEAD LINES AND OTHER EQUIPMENT
| 9.13 Excavations within public areas leading to damage to electricity cables, including attempts of theft |  | Estimated cost of material, Labour, Transport plus 10% |  | R10 900 plus the estimated cost of material, Labour, Transport plus 10% | R10 900 plus the estimated cost of material, Labour, Transport plus 10% |  |  |  | 9100033030416
| 9.14 In the case of damage to a low voltage cable or line installation, or any part of the installation |  | Estimated cost of material, Labour, Transport plus 10% |  | R10 900 plus the estimated cost of material, Labour, Transport plus 10% | R10 900 plus the estimated cost of material, Labour, Transport plus 10% |  |  |  | 9100033030416
| 9.15 Cost for damaging any 11kV cable |  | R20 000.00 per cable plus additional cost incurred of material, labour and transport plus 10% |  | R22 000.00 per cable plus additional cost incurred of material, labour and transport plus 10% | R22 000.00 per cable plus additional cost incurred of material, labour and transport plus 10% |  |  |  | 9100033030416
| 9.17 Cost for damaging any 33kV PILC/XLPE cable |  | R40 000.00 per cable plus additional cost incurred of material, labour and transport plus 10% |  | R80 000.00 per cable plus additional cost incurred of material, labour and transport plus 10% | R80 000.00 per cable plus additional cost incurred of material, labour and transport plus 10% |  |  |  | 9100033030416
| 9.18 Cost for damaging any 132kV PILC/XLPE cable |  | R80 000.00 per cable plus additional cost incurred of material, labour and transport plus 10% |  | R100 000.00 per cable plus additional cost incurred of material, labour and transport plus 10% | R100 000.00 per cable plus additional cost incurred of material, labour and transport plus 10% |  |  |  | 9100033030416
Note : In cases where the excavation occurred without authorization, or where the provisions of the wayleave policy were not followed, Centlec / Council reserves the right to institute further steps
| CENTLEC : ELECTRICITY SERVICES COSTS |  | PROPOSED |  | PROPOSED | PROPOSED | % | VAT @ | TOTAL | REVENUE |  | TOTAL | TOTAL
|  |  | TARIFF |  | TARIFF | TARIFF | INCREASE | 15% | (Inc VAT) | VOTE |  | (Inc VAT) | (Inc VAT)
| OTHER SERVICE CHARGES |  | 2016/2017 |  | 2025/2026 | 2026/2027 | 2026/2027 | 2026/2027 | 2026/2027 | NUMBER |  | 2020/2021 | 2021/2022
|  |  | (Excl.vat) |  | (Excl.vat) | (Excl.vat)
| 9.20. Delivery of notice of intended disconnection where a customer has failed to pay his/her account on the due date |  | 82.005 |  | 93.1869 | 98.4985 | 5.7% | 14.7748 | 113.2733 | 9100033030416 | Still to be revised | 119.7299 | 126.5545
| 9.21 Clearance Certificate Tariff |  | 63.9 |  | 72.6131 | 76.7521 | 5.7% | 11.5128 | 88.2649 | 9100033030416 |  | 93.296 | 98.6139
9.22 WAYLEAVES - for construcion and excavation work.
| Tariff per application |  | 170.1337 |  | 193.3325 | 204.3525 | 5.7% | 30.6529 | 235.0053 | 9100033030416 |  | 248.4006 | 262.5595
Credit Control Fees will be levied as per debt collectors charges
| 9.23 Notice Fees |  | 63.7683 |  | 72.4635 | 76.5939 | 5.7% | 11.4891 | 88.083 |  |  | 93.1038 | 98.4107
Disconnection and Reconnection Fees
| 9.24 Residential - Disconnection and Reconnection Fees - Office hours |  | 379.456 |  | 431.1971 | 455.7753 | 5.7% | 68.3663 | 524.1416 |  |  | 554.0177 | 585.5967
| 9.25 Residential - Disconnection and Reconnection Fees - After Hours rate (N+33%) |  | 504.6765 |  | 0 | N/A
| 9.26 Business - Disconnection and Reconnection Fees - Office hours |  | 1300.9796 |  | 1478.376 | 1562.6434 | 5.7% | 234.3965 | 1797.04 |  |  | 1899.4712 | 2007.7411
| 9.27 Business - Disconnection and Reconnection Fees - After Hours rate (N+33%) |  | 1730.3029 |  | 0 | N/A
| 9.28 Bulk connections - Disconnection and Reconnection Fees - Office hours |  | 2710.3753 |  | 3079.9512 | 3255.5084 | 5.7% | 488.3263 | 3743.8347 |  |  | 3957.2332 | 4182.7955
| 9.29 Bulk connections - Disconnection and Reconnection Fees - After Hours rate (N+33%) |  | 3604.7991 |  | 0 | N/A
Procurements Documents
| Tenders - R200 000 - R10mil) |  | 500 |  | 639.6 | 676.0572 | 5.7% | 101.4086 | 777.4658 |  |  | 821.7813 | 868.6229
| Tenders - (more than R10mil) |  | 1500 |  | 1705.6 | 1802.8192 | 5.7% | 270.4229 | 2073.2421 |  |  | 2191.4169 | 2316.3276
| Quotations - Standard service tariffs - 10% of the estimated cost to a maximum of -- |  | 6600 |  | 7568.6 | 8000.0102 | 5.7%
| Quotations - Bulk connections and other services - 10% of the estimated cost to a maximum of -- |  | 6600 |  | 7568.6 | 8000.0102 | 5.7%
Initial deposit for energy accounts
| Residential |  | 2280 |  | 2665 | 2816.905 | 5.7% | 422.5357 | 3239.4407 |  |  | 3424.0889 | 3619.2619
| Business |  | 11400 |  | 13005.2 | 13746.4964 | 5.7% | 2061.9745 | 15808.4709 |  |  | 16709.5537 | 17661.9983
| Bulk |  | 57000 |  | 65026 | 68732.482 | 5.7% | 10309.8723 | 79042.3543 |  |  | 83547.7685 | 88309.9913
NB All deposits will be adjusted automatically should consumption charges be found to be more than the deposit held to cover the risk
NB Bulk deposits are veriable due to recommendations from engineering departmenet
ALL SERVICES ABOVE R10'000.00 CAN BE PAID OFF BY PAYING THE AMOUNT FOR THE
NON-RECOVERABLE COSTS AND OPENING AN ACCOUNT AT THE FINANCE DIRECTORATE FOR THE
PAYING OFF OF THE RECOVERABLE COSTS.
** The above will not apply to any levies charged for tampering or outstanding accounts.
DEPOSIT FOR ENERGY ACCOUNT - Energy account deposit according to connection size.
NB* ALL DEPOSITS WILL BE ADJUSTED AUTOMATICALLY SHOULD CONSUMPTION CHARGES BE FOUND TO BE MORE THAN THE DEPOSIT HELD TO COVER THE RISK
NB* BULK DEPOSITS ARE VARIABLE DUE TO RECOMMENDATIONS FROM ENGINEERING DEPARTMENT